## 11110
Project # | CSI Div | CSI Description | Sub-Group | Item | Make | Model | OM | OM_Count | Warranty | Warranty_Count | Submittals | Submittals_Count | General vs Fixed-Asset | Asset Tag # | FA Tag # | Building | Fusion # | Floor | Room | Latitude | Longitide | O&M Binder # | Warranty Start | Warranty Duration | Warranty Expires | Item a Consumable ? | Recommend Indiv item Tracking? | Currently Indiv item tracked? | Recommend Waldrop ID Tag? | Currently Waldrop ID Tag? | Contractor | Contract | Sheet | Sheet Reference
11110 | 5 | Metals |  | Misc Metal |  |  | Yes | 1 | Yes | 1 | Yes | 1 | [13 empty] | No | No | No | No | No
11110 | 6 | Wood, Plastics, etc. |  | Casework / Shelving / Counters |  |  | Yes | 1 | Yes | 1 | Yes | 1 | [13 empty] | No | Yes | No | No | No
11110 | 7 | Thermal/Moisture-Protect |  | Composite Metal Panel |  |  | No | 1 | No | 1 | No | 1 | [13 empty] | No | Yes | No | No | No
11110 | 7 | Thermal/Moisture-Protect |  | Rain Screen System |  |  | No | 1 | No | 1 | No | 1 | [13 empty] | No | Yes | No | No | No
11110 | 7 | Thermal/Moisture-Protect |  | Roof Accessories (i.e roof ladder; roof hatch) |  |  | N A | 1 | N A | 1 | N A | 1 | [13 empty] | No | Yes | No | No | No
11110 | 7 | Thermal/Moisture-Protect |  | Roofing (PVC) and other |  |  | N A | 1 | N A | 1 | N A | 1 | [13 empty] | No | Yes | No | No | No
11110 | 7 | Thermal/Moisture-Protect |  | Waterproofing (Other) |  |  | OK | 1 | OK | 1 | OK | 1 | [13 empty] | No | Yes | No | No | No
11110 | 7 | Thermal/Moisture-Protect |  | Roof Walking Pad |  |  | OK | 1 | OK | 1 | OK | 1 | [13 empty] | No | No | No | No | No
11110 | 7 | Thermal/Moisture-Protect |  | Solar Glass (see Solar Panels) |  |  | TBD | 1 | TBD | 1 | TBD | 1 | [13 empty] | No | No | No | No | No
11110 | 8 | Openings |  | Access Door |  |  | TBD | 1 | TBD | 1 | TBD | 1 | [13 empty] | No | Yes | No | No | No
11110 | 8 | Openings |  | Curtain Wall Exterior Window System |  |  | TBD | 1 | TBD | 1 | TBD | 1 | [13 empty] | No | Yes | No | No | No
11110 | 8 | Openings |  | Doors |  |  | TBD | 1 | TBD | 1 | TBD | 1 | [13 empty] | No | Yes | No | No | No
11110 | 8 | Openings |  | Hardware - panic devices |  |  | TBD | 1 | TBD | 1 | TBD | 1 | [13 empty] | No | Yes | No | No | No
11110 | 8 | Openings |  | Overhead coiling doors |  |  | TBD | 1 | TBD | 1 | TBD | 1 | [13 empty] | No | Yes | No | No | No
11110 | 8 | Openings |  | SolarTubes (Operable and not operable) |  |  | TBD | 1 | TBD | 1 | TBD | 1 | [13 empty] | No | Yes | No | No | No
11110 | 8 | Openings |  | Windows / Glazing |  |  | TBD | 1 | TBD | 1 | TBD | 1 | [13 empty] | No | Yes | No | No | No
11110 | 8 | Openings |  | Door Hardware - related to FLS; panic hardware/ elec door holdopens / (see also ADA access buttons) |  |  | TBD | 1 | TBD | 1 | TBD | 1 | [13 empty] | No | Yes | ? | No | No
11110 | 9 | Finishes |  | Paint (use for take-off SF estimates of paint?? - planning) |  |  | TBD | 1 | TBD | 1 | TBD | 1 | [13 empty] | Yes | Yes | No | No | No
11110 | 9 | Finishes |  | Anti-Graffiti Coating |  |  | TBD | 1 | TBD | 1 | TBD | 1 | [13 empty] | Yes | No | No | No | No
11110 | 9 | Finishes |  | Acoustic Panel Ceiling |  |  | TBD | 1 | TBD | 1 | TBD | 1 | [13 empty] | No | Yes | No | No | No
11110 | 9 | Finishes |  | Flooring - carpet |  |  | TBD | 1 | TBD | 1 | TBD | 1 | [13 empty] | No | Yes | No | No | no
11110 | 9 | Finishes |  | Flooring - other |  |  | TBD | 1 | TBD | 1 | TBD | 1 | [13 empty] | No | Yes | No | No | No
11110 | 9 | Finishes |  | Flooring - vct |  |  | TBD | 1 | TBD | 1 | TBD | 1 | [13 empty] | No | Yes | No | No | No
11110 | 9 | Finishes |  | Wall covering (fabric vs frp etc) - track manufacturer |  |  | TBD | 1 | TBD | 1 | TBD | 1 | [13 empty] | No | Yes | No | No | No
11110 | 10 | Specialties | Restroom | Paper Towel Dispenser |  |  | TBD | 1 | TBD | 1 | TBD | 1 | [13 empty] | Yes | No | No | No | No
11110 | 10 | Specialties | Restroom | Soap Dispenser |  |  | TBD | 1 | TBD | 1 | TBD | 1 | [13 empty] | Yes | No | No | No | No
11110 | 10 | Specialties | Restroom | Toilet Paper Dispenser |  |  | TBD | 1 | TBD | 1 | TBD | 1 | [13 empty] | Yes | No | No | No | No
11110 | 10 | Specialties | Restroom | Toilet Seat Cover Dispenser |  |  | TBD | 1 | TBD | 1 | TBD | 1 | [13 empty] | Yes | No | No | No | No
11110 | 10 | Specialties | Restroom | Elec Hand Dryer |  |  | TBD | 1 | TBD | 1 | TBD | 1 | [13 empty] | No | Yes | No | No | No
11110 | 10 | Specialties | Restroom | Sanitary Napkin/Tampon Dispenser |  |  | TBD | 1 | TBD | 1 | TBD | 1 | [13 empty] | No | Yes | No | No | No
11110 | 10 | Specialties | Restroom | Toilet & Urinal Compartments / Bathroom Stalls |  |  | TBD | 1 | TBD | 1 | TBD | 1 | [13 empty] | No | Yes | No | No | No
11110 | 10 | Specialties | Restroom | Baby Changing Apparatus in Bathroom |  |  | TBD | 1 | TBD | 1 | TBD | 1 | [13 empty] | No | Yes | No | No | No
11110 | 10 | Specialties | Restroom | ADA Bathroom Grab Bars |  |  | TBD | 1 | TBD | 1 | TBD | 1 | [13 empty] | No | No | No | No | No
11110 | 10 | Specialties | Restroom | Bathroom trash can (recessed) |  |  | TBD | 1 | TBD | 1 | TBD | 1 | [13 empty] | No | No | No | No | No
11110 | 10 | Specialties | Restroom | Mirror |  |  | TBD | 1 | TBD | 1 | TBD | 1 | [13 empty] | No | No | No | No | No
11110 | 10 | Specialties |  | Tack Board - small |  |  | TBD | 1 | TBD | 1 | TBD | 1 | [13 empty] | Yes | No | No | No | No
11110 | 10 | Specialties |  | White Boards - small |  |  | TBD | 1 | TBD | 1 | TBD | 1 | [13 empty] | Yes | No | No | No | No
11110 | 10 | Specialties |  | Fire Extinguishers /FE Cabinets |  |  | TBD | 1 | TBD | 1 | TBD | 1 | [13 empty] | No | Yes | Yes | Yes | No
11110 | 10 | Specialties |  | Modular Office Walls |  |  | TBD | 1 | TBD | 1 | TBD | 1 | [13 empty] | No | Yes | Yes | Yes | Yes
11110 | 10 | Specialties |  | Fire Curtain / Fire Wall |  |  | TBD | 1 | TBD | 1 | TBD | 1 | [13 empty] | No | Yes | Yes | No | Yes
11110 | 10 | Specialties |  | Defibrillator Cabinets |  |  | TBD | 1 | TBD | 1 | TBD | 1 | [13 empty] | No | Yes | No | No | No
11110 | 10 | Specialties |  | Display Case (i.e. Recessed Display Case / Lockable) |  |  | TBD | 1 | TBD | 1 | TBD | 1 | [13 empty] | No | Yes | No | No | No
11110 | 10 | Specialties |  | Operable Wall |  |  | TBD | 1 | TBD | 1 | TBD | 1 | [13 empty] | No | Yes | No | No | Yes
11110 | 10 | Specialties |  | Signage - Egress |  |  | TBD | 1 | TBD | 1 | TBD | 1 | [13 empty] | No | Yes | No | No | No
11110 | 10 | Specialties |  | Tack Board - large |  |  | TBD | 1 | TBD | 1 | TBD | 1 | [13 empty] | No | Yes | No | No | No
11110 | 10 | Specialties |  | White Boards - large |  |  | TBD | 1 | TBD | 1 | TBD | 1 | [13 empty] | No | Yes | No | No | No
11110 | 10 | Specialties |  | Parking Signage (incl ADA) |  |  | TBD | 1 | TBD | 1 | TBD | 1 | [13 empty] | No | Yes | ? | No | No
11110 | 10 | Specialties |  | Emergency Key Cabinets (i.e. Knox-Box) |  |  | TBD | 1 | TBD | 1 | TBD | 1 | [13 empty] | No | Yes | ? | No | No
11110 | 10 | Specialties |  | Corner Guard / Wall Guard |  |  | TBD | 1 | TBD | 1 | TBD | 1 | [13 empty] | No | No | No | No | No
11110 | 10 | Specialties |  | Locker room benches |  |  | TBD | 1 | TBD | 1 | TBD | 1 | [13 empty] | No | No | No | No | No
11110 | 10 | Specialties |  | Signage - Directional |  |  | TBD | 1 | TBD | 1 | TBD | 1 | [13 empty] | No | No | No | No | No
11110 | 10 | Specialties |  | Signage - Rooms |  |  | TBD | 1 | TBD | 1 | TBD | 1 | [13 empty] | No | No | No | No | No
11110 | 11 | Equipment | Classroom | Fixed Projection Screens (motorized and manual) |  |  | TBD | 1 | TBD | 1 | TBD | 1 | [13 empty] | No | Yes | ? | No | No
11110 | 11 | Equipment | Food-Service | Glove dispesner |  |  | TBD | 1 | TBD | 1 | TBD | 1 | [13 empty] | Yes | No | No | No | No
11110 | 11 | Equipment | Food-Service | Coffee Maker (i.e. Airpot; Expresso Machine/Grinder) |  |  | TBD | 1 | TBD | 1 | TBD | 1 | [13 empty] | No | Yes | Yes | Yes | Yes
11110 | 11 | Equipment | Food-Service | Dishwasher |  |  | TBD | 1 | TBD | 1 | TBD | 1 | [13 empty] | No | Yes | Yes | Yes | Yes
11110 | 11 | Equipment | Food-Service | Food Service Equipment (Other / Specialized) |  |  | TBD | 1 | TBD | 1 | TBD | 1 | [13 empty] | No | Yes | Yes | Yes | Yes
11110 | 11 | Equipment | Food-Service | Freezer / Walk-in Cooler -- Fixed |  |  | TBD | 1 | TBD | 1 | TBD | 1 | [13 empty] | No | Yes | Yes | No | Yes
11110 | 11 | Equipment | Food-Service | Freezer / Walk-in Cooler -- Non-Fixed |  |  | TBD | 1 | TBD | 1 | TBD | 1 | [13 empty] | No | Yes | Yes | Yes | Yes
11110 | 11 | Equipment | Food-Service | Ice Maker |  |  | TBD | 1 | TBD | 1 | TBD | 1 | [13 empty] | No | Yes | Yes | Yes | Yes
11110 | 11 | Equipment | Food-Service | Microwave |  |  | TBD | 1 | TBD | 1 | TBD | 1 | [13 empty] | No | Yes | Yes | Yes | Yes
11110 | 11 | Equipment | Food-Service | Mixer/Blender |  |  | TBD | 1 | TBD | 1 | TBD | 1 | [13 empty] | No | Yes | Yes | Yes | Yes
11110 | 11 | Equipment | Food-Service | Prep Sink |  |  | TBD | 1 | TBD | 1 | TBD | 1 | [13 empty] | No | Yes | Yes | Yes | Yes
11110 | 11 | Equipment | Food-Service | Oven |  |  | TBD | 1 | TBD | 1 | TBD | 1 | [13 empty] | No | Yes | Yes | No | Yes
11110 | 11 | Equipment | Food-Service | POS cash register / point of sale |  |  | TBD | 1 | TBD | 1 | TBD | 1 | [13 empty] | No | Yes | Yes | Yes | Yes
11110 | 11 | Equipment | Food-Service | Water Filration System |  |  | TBD | 1 | TBD | 1 | TBD | 1 | [13 empty] | No | Yes | Yes | Yes | Yes
11110 | 11 | Equipment | Food-Service | Food Service Sinks / Dipperwell Assembly |  |  | TBD | 1 | TBD | 1 | TBD | 1 | [13 empty] | No | Yes | No | No | No
11110 | 11 | Equipment | Food-Service | Freezer Merchandiser |  |  | TBD | 1 | TBD | 1 | TBD | 1 | [13 empty] | No | Yes | No | Yes | No
11110 | 11 | Equipment | Food-Service | Garbage disposer |  |  | TBD | 1 | TBD | 1 | TBD | 1 | [13 empty] | No | Yes | No | No | No
11110 | 11 | Equipment | Food-Service | Hot cabinets |  |  | TBD | 1 | TBD | 1 | TBD | 1 | [13 empty] | No | Yes | No | Yes | No
11110 | 11 | Equipment | Food-Service | General food service millwork |  |  | TBD | 1 | TBD | 1 | TBD | 1 | [13 empty] | No | Yes | No | No | No
11110 | 11 | Equipment |  | Parking Control Equipment (i.e. Parking Permit Machine) |  |  | TBD | 1 | TBD | 1 | TBD | 1 | [13 empty] | No | Yes | Yes | No | Yes
11110 | 11 | Equipment |  | Cabinets (with drawers/doors) |  |  | TBD | 1 | TBD | 1 | TBD | 1 | [13 empty] | No | Yes | No | No | No
11110 | 11 | Equipment |  | Counters (with drawers/doors) |  |  | TBD | 1 | TBD | 1 | TBD | 1 | [13 empty] | No | Yes | No | No | No
11110 | 11 | Equipment |  | Employee lockers |  |  | TBD | 1 | TBD | 1 | TBD | 1 | [13 empty] | No | Yes | No | No | Yes
11110 | 11 | Equipment |  | Faucet |  |  | TBD | 1 | TBD | 1 | TBD | 1 | [13 empty] | No | Yes | No | No | No
11110 | 11 | Equipment |  | Grease Interceprtor |  |  | TBD | 1 | TBD | 1 | TBD | 1 | [13 empty] | No | Yes | No | No | No
11110 | 11 | Equipment |  | Hot water heater |  |  | TBD | 1 | TBD | 1 | TBD | 1 | [13 empty] | No | Yes | No | No | No
11110 | 11 | Equipment |  | Knock Box |  |  | TBD | 1 | TBD | 1 | TBD | 1 | [13 empty] | No | Yes | No | No | No
11110 | 11 | Equipment |  | Window Washing Davit Base |  |  | TBD | 1 | TBD | 1 | TBD | 1 | [13 empty] | No | No | No | No | No
11110 | 11 | Equipment |  | Window Washing Equipment |  |  | TBD | 1 | TBD | 1 | TBD | 1 | [13 empty] | No | No | No | No | No
11110 | 12 | Furnishings | Office | Systems Furniture / Cubicles |  |  | TBD | 1 | TBD | 1 | TBD | 1 | [13 empty] | No | Yes | No | No | No
11110 | 12 | Furnishings | Site | Bench |  |  | TBD | 1 | TBD | 1 | TBD | 1 | [13 empty] | No | Yes | No | No | No
11110 | 12 | Furnishings | Site | Bike Rack |  |  | TBD | 1 | TBD | 1 | TBD | 1 | [13 empty] | No | Yes | No | No | No
11110 | 12 | Furnishings | Site | Bus Shelter |  |  | TBD | 1 | TBD | 1 | TBD | 1 | [13 empty] | No | Yes | No | No | No
11110 | 12 | Furnishings | Site | Picnic Table |  |  | TBD | 1 | TBD | 1 | TBD | 1 | [13 empty] | No | Yes | No | No | No
11110 | 12 | Furnishings | Site | Site Furnishings: Trash Can ' Litter Receptacle |  |  | TBD | 1 | TBD | 1 | TBD | 1 | [13 empty] | No | Yes | No | No | No
11110 | 12 | Furnishings |  | Furniture - Other |  |  | TBD | 1 | TBD | 1 | TBD | 1 | [13 empty] | No | Yes | Yes | Yes | Yes
11110 | 12 | Furnishings |  | Modular Canopy Shades |  |  | TBD | 1 | TBD | 1 | TBD | 1 | [13 empty] | No | Yes | No | No | No
11110 | 12 | Furnishings |  | Portable table with stacking chairs |  |  | TBD | 1 | TBD | 1 | TBD | 1 | [13 empty] | No | Yes | No | Yes | No
11110 | 12 | Furnishings |  | Auditorium Seating |  |  | TBD | 1 | TBD | 1 | TBD | 1 | [13 empty] | No | Yes | No | No | No
11110 | 12 | Furnishings |  | Blinds /Shades / Curtains (Window Covering) |  |  | TBD | 1 | TBD | 1 | TBD | 1 | [13 empty] | No | Yes | No | No | No
11110 | 12 | Furnishings |  | Student Chairs |  |  | TBD | 1 | TBD | 1 | TBD | 1 | [13 empty] | No | Yes | No | Yes | No
11110 | 12 | Furnishings |  | Student Desks |  |  | TBD | 1 | TBD | 1 | TBD | 1 | [13 empty] | No | Yes | No | Yes | No
11110 | 12 | Furnishings |  | Walk off Mat |  |  | TBD | 1 | TBD | 1 | TBD | 1 | [13 empty] | No | No | No | No | No
11110 | 12 | Furnishings |  | Stadium Seating |  |  | TBD | 1 | TBD | 1 | TBD | 1 | [13 empty] | No | No | No | No | No
11110 | 14 | Conveying-Equip |  | Elevator |  |  | TBD | 1 | TBD | 1 | TBD | 1 | [13 empty] | No | Yes | Yes | No | No
11110 | 14 | Conveying-Equip |  | Elevator Room Equipment |  |  | TBD | 1 | TBD | 1 | TBD | 1 | [13 empty] | No | Yes | Yes | No | No
11110 | 14 | Conveying-Equip |  | Wheelchair Lift |  |  | TBD | 1 | TBD | 1 | TBD | 1 | [13 empty] | No | Yes | Yes | No | No
11110 | 21 | Fire-Suppression |  | Fire Hydrant |  |  | TBD | 1 | TBD | 1 | TBD | 1 | [13 empty] | No | Yes | No | No | No
11110 | 21 | Fire-Suppression |  | Backflow Device |  |  | TBD | 1 | TBD | 1 | TBD | 1 | [13 empty] | No | Yes | No | No | No
11110 | 21 | Fire-Suppression |  | Fire Sprinkler Heads |  |  | TBD | 1 | TBD | 1 | TBD | 1 | [13 empty] | No | Yes | ? | No | No
11110 | 21 | Fire-Suppression |  | Fire Protection Standpipe Control Valve; Zone Control Riser Valve Assembly |  |  | TBD | 1 | TBD | 1 | TBD | 1 | [13 empty] | No | Yes | ? | No | No
11110 | 22 | Plumbing |  | Condensate Pump / Pump Sched Info |  |  | TBD | 1 | TBD | 1 | TBD | 1 | [13 empty] | No | Yes | Yes | No | No
11110 | 22 | Plumbing |  | Domestic Water storage tank on roof; tower |  |  | TBD | 1 | TBD | 1 | TBD | 1 | [13 empty] | No | Yes | Yes | No | No
11110 | 22 | Plumbing |  | Hot Water Circ Pump / Pump Sched Info |  |  | TBD | 1 | TBD | 1 | TBD | 1 | [13 empty] | No | Yes | Yes | No | No
11110 | 22 | Plumbing |  | Drinking Fountains (ADA etc) |  |  | TBD | 1 | TBD | 1 | TBD | 1 | [13 empty] | No | Yes | No | No | No
11110 | 22 | Plumbing |  | Toilet / Water Closet |  |  | TBD | 1 | TBD | 1 | TBD | 1 | [13 empty] | No | Yes | No | No | No
11110 | 22 | Plumbing |  | Drinking Fountain - Electric |  |  | TBD | 1 | TBD | 1 | TBD | 1 | [13 empty] | No | Yes | No | No | No
11110 | 22 | Plumbing |  | Mop Sink / Floor Sink |  |  | TBD | 1 | TBD | 1 | TBD | 1 | [13 empty] | No | Yes | No | No | No
11110 | 22 | Plumbing |  | Gas Meter |  |  | TBD | 1 | TBD | 1 | TBD | 1 | [13 empty] | No | Yes | No | No | No
11110 | 22 | Plumbing |  | Hose Bibb |  |  | TBD | 1 | TBD | 1 | TBD | 1 | [13 empty] | No | Yes | No | No | No
11110 | 22 | Plumbing |  | Lavatory (Bathroom as a Unit to be tracked) |  |  | TBD | 1 | TBD | 1 | TBD | 1 | [13 empty] | No | Yes | No | No | No
11110 | 22 | Plumbing |  | Roof drain / roof receptor |  |  | TBD | 1 | TBD | 1 | TBD | 1 | [13 empty] | No | Yes | No | No | No
11110 | 22 | Plumbing |  | Sink - Classroom |  |  | TBD | 1 | TBD | 1 | TBD | 1 | [13 empty] | No | Yes | No | No | No
11110 | 22 | Plumbing |  | Sink - Kitchenette |  |  | TBD | 1 | TBD | 1 | TBD | 1 | [13 empty] | No | Yes | No | No | No
11110 | 22 | Plumbing |  | Urinal |  |  | TBD | 1 | TBD | 1 | TBD | 1 | [13 empty] | No | Yes | No | No | No
11110 | 22 | Plumbing |  | Valves (inside/outside) |  |  | TBD | 1 | TBD | 1 | TBD | 1 | [13 empty] | No | Yes | No | No | No
11110 | 22 | Plumbing |  | Water Closet |  |  | TBD | 1 | TBD | 1 | TBD | 1 | [13 empty] | No | Yes | No | No | No
11110 | 22 | Plumbing |  | Boiler & tank; Water Heater (see Water Heater Schedule) |  |  | TBD | 1 | TBD | 1 | TBD | 1 | [13 empty] | No | Yes | No | No | No
11110 | 22 | Plumbing |  | Water Meter |  |  | TBD | 1 | TBD | 1 | TBD | 1 | [13 empty] | No | Yes | ? | No | No
11110 | 22 | Plumbing |  | Floor Drain |  |  | TBD | 1 | TBD | 1 | TBD | 1 | [13 empty] | No | No | No | No | No
11110 | 22 | Plumbing |  | CHWP (Chilled Water Pipe) |  |  | TBD | 1 | TBD | 1 | TBD | 1 | [13 empty] | No | No | No | No | No
11110 | 22 | Plumbing |  | HWP (Hot Water Pipe) |  |  | TBD | 1 | TBD | 1 | TBD | 1 | [13 empty] | No | No | No | No | No
11110 | 22 | Plumbing |  | Piping, etc |  |  | TBD | 1 | TBD | 1 | TBD | 1 | [13 empty] | No | No | No | No | No
11110 | 23 | HVAC |  | Filters |  |  | TBD | 1 | TBD | 1 | TBD | 1 | [13 empty] | Yes | Yes | Yes | No | No
11110 | 23 | HVAC |  | AH - Air Handling Unit - see AHU Schedule |  |  | TBD | 1 | TBD | 1 | TBD | 1 | [13 empty] | No | Yes | Yes | No | No
11110 | 23 | HVAC |  | Air Cooled Chiller - CH |  |  | TBD | 1 | TBD | 1 | TBD | 1 | [13 empty] | No | Yes | Yes | No | No
11110 | 23 | HVAC |  | Air Separator Schedule - AS |  |  | TBD | 1 | TBD | 1 | TBD | 1 | [13 empty] | No | Yes | Yes | No | No
11110 | 23 | HVAC |  | Chilled Water Pump |  |  | TBD | 1 | TBD | 1 | TBD | 1 | [13 empty] | No | Yes | Yes | No | No
11110 | 23 | HVAC |  | Condensing Unit |  |  | TBD | 1 | TBD | 1 | TBD | 1 | [13 empty] | No | Yes | Yes | No | No
11110 | 23 | HVAC |  | Controls Panel |  |  | TBD | 1 | TBD | 1 | TBD | 1 | [13 empty] | No | Yes | Yes | No | No
11110 | 23 | HVAC |  | CWST (ST) - Chilled Water Storage Tank |  |  | TBD | 1 | TBD | 1 | TBD | 1 | [13 empty] | No | Yes | Yes | No | No
11110 | 23 | HVAC |  | Exhast Fan - EF |  |  | TBD | 1 | TBD | 1 | TBD | 1 | [13 empty] | No | Yes | Yes | No | No
11110 | 23 | HVAC |  | Expansion Tank - ET |  |  | TBD | 1 | TBD | 1 | TBD | 1 | [13 empty] | No | Yes | Yes | No | No
11110 | 23 | HVAC |  | Hot Water Pump |  |  | TBD | 1 | TBD | 1 | TBD | 1 | [13 empty] | No | Yes | Yes | No | No
11110 | 23 | HVAC |  | Sensor |  |  | TBD | 1 | TBD | 1 | TBD | 1 | [13 empty] | No | Yes | Yes | No | No
11110 | 23 | HVAC |  | Split System - CU (Outside) |  |  | TBD | 1 | TBD | 1 | TBD | 1 | [13 empty] | No | Yes | Yes | No | No
11110 | 23 | HVAC |  | Split System - FC (Inside) |  |  | TBD | 1 | TBD | 1 | TBD | 1 | [13 empty] | No | Yes | Yes | No | No
11110 | 23 | HVAC |  | Thermostats |  |  | TBD | 1 | TBD | 1 | TBD | 1 | [13 empty] | No | Yes | Yes | No | No
11110 | 23 | HVAC |  | VAV - Variable Air Volume Terminal Schedule |  |  | TBD | 1 | TBD | 1 | TBD | 1 | [13 empty] | No | Yes | Yes | No | No
11110 | 23 | HVAC |  | Volume Damper |  |  | TBD | 1 | TBD | 1 | TBD | 1 | [13 empty] | No | Yes | Yes | No | No
11110 | 23 | HVAC |  | Operable Gate in Mechanical Screen |  |  | TBD | 1 | TBD | 1 | TBD | 1 | [13 empty] | No | Yes | No | No | No
11110 | 23 | HVAC |  | Performance Cert of Compliance Data - HVAC Zones -- See 04-110817 Mech Sheets |  |  | TBD | 1 | TBD | 1 | TBD | 1 | [13 empty] | No | Yes | No | No | No
11110 | 23 | HVAC |  | Cert of Compliance Data - Energy Checklist - Opaque Surfaces -- See 04-110817 Mech Sheets |  |  | TBD | 1 | TBD | 1 | TBD | 1 | [13 empty] | No | Yes | No | No | No
11110 | 23 | HVAC |  | Diffusers - Exhaust Air |  |  | TBD | 1 | TBD | 1 | TBD | 1 | [13 empty] | No | Yes | ? | No | No
11110 | 23 | HVAC |  | Diffusers - Return Air |  |  | TBD | 1 | TBD | 1 | TBD | 1 | [13 empty] | No | Yes | ? | No | No
11110 | 23 | HVAC |  | Diffusers - Supply Air |  |  | TBD | 1 | TBD | 1 | TBD | 1 | [13 empty] | No | Yes | ? | No | No
11110 | 23 | HVAC |  | Fire Smoke Dampers |  |  | TBD | 1 | TBD | 1 | TBD | 1 | [13 empty] | No | Yes | ? | No | No
11110 | 23 | HVAC |  | Roof Curbs |  |  | TBD | 1 | TBD | 1 | TBD | 1 | [13 empty] | No | No | No | No | No
11110 | 23 | HVAC |  | Exterior Ductwork |  |  | TBD | 1 | TBD | 1 | TBD | 1 | [13 empty] | No | No | No | No | No
11110 | 23 | HVAC |  | Exterior Grilles |  |  | TBD | 1 | TBD | 1 | TBD | 1 | [13 empty] | No | No | No | No | No
11110 | 26 | Electrical |  | UPS - Uninteruptable Power Supply |  |  | TBD | 1 | TBD | 1 | TBD | 1 | [13 empty] | No | Yes | Yes | Yes | Yes
11110 | 26 | Electrical |  | Washing Machine / Dryer |  |  | TBD | 1 | TBD | 1 | TBD | 1 | [13 empty] | No | Yes | Yes | Yes | Yes
11110 | 26 | Electrical |  | Electric Meter |  |  | TBD | 1 | TBD | 1 | TBD | 1 | [13 empty] | No | Yes | Yes | No | No
11110 | 26 | Electrical |  | Elevator Smoke Door |  |  | TBD | 1 | TBD | 1 | TBD | 1 | [13 empty] | No | Yes | Yes | No | No
11110 | 26 | Electrical |  | Lighting Control Panel; Network Lighting Controls |  |  | TBD | 1 | TBD | 1 | TBD | 1 | [13 empty] | No | Yes | Yes | No | No
11110 | 26 | Electrical |  | Bloom boxes - power |  |  | TBD | 1 | TBD | 1 | TBD | 1 | [13 empty] | No | Yes | No | Yes | No
11110 | 26 | Electrical |  | SDGE Box |  |  | TBD | 1 | TBD | 1 | TBD | 1 | [13 empty] | No | Yes | No | No | No
11110 | 26 | Electrical |  | Street Light / Pathway Light |  |  | TBD | 1 | TBD | 1 | TBD | 1 | [13 empty] | No | Yes | No | No | No
11110 | 26 | Electrical |  | Dedicated Power for BTU Meter (Gas Meter) |  |  | TBD | 1 | TBD | 1 | TBD | 1 | [13 empty] | No | Yes | No | No | No
11110 | 26 | Electrical |  | Egress / Emergency Lighting |  |  | TBD | 1 | TBD | 1 | TBD | 1 | [13 empty] | No | Yes | No | Yes | Yes
11110 | 26 | Electrical |  | Elec hand wash / sink |  |  | TBD | 1 | TBD | 1 | TBD | 1 | [13 empty] | No | Yes | No | No | No
11110 | 26 | Electrical |  | Electrical Cabinets and Enclosures |  |  | TBD | 1 | TBD | 1 | TBD | 1 | [13 empty] | No | Yes | No | No | No
11110 | 26 | Electrical |  | Lighting Fixtures; Luminaire Schedule |  |  | TBD | 1 | TBD | 1 | TBD | 1 | [13 empty] | No | Yes | No | No | No
11110 | 26 | Electrical |  | Lighting Inverter |  |  | TBD | 1 | TBD | 1 | TBD | 1 | [13 empty] | No | Yes | No | No | No
11110 | 26 | Electrical |  | Panel Boards |  |  | TBD | 1 | TBD | 1 | TBD | 1 | [13 empty] | No | Yes | No | No | No
11110 | 26 | Electrical |  | Switchboards; Wall-Mounted Panelboards |  |  | TBD | 1 | TBD | 1 | TBD | 1 | [13 empty] | No | Yes | No | No | No
11110 | 26 | Electrical |  | Transformer |  |  | TBD | 1 | TBD | 1 | TBD | 1 | [13 empty] | No | Yes | No | No | No
11110 | 26 | Electrical |  | TVSS - Transient Voltage Surge Suppressor |  |  | TBD | 1 | TBD | 1 | TBD | 1 | [13 empty] | No | Yes | No | No | No
11110 | 26 | Electrical |  | Solar Panels |  |  | TBD | 1 | TBD | 1 | TBD | 1 | [13 empty] | No | Yes | ? | No | No
11110 | 26 | Electrical |  | Junction Boxes |  |  | TBD | 1 | TBD | 1 | TBD | 1 | [13 empty] | No | No | No | No | No
11110 | 26 | Electrical |  | Substation?? |  |  | TBD | 1 | TBD | 1 | TBD | 1 | [13 empty] | No | No | No | No | No
11110 | 26 | Electrical |  | Elec outlets / power outlets |  |  | TBD | 1 | TBD | 1 | TBD | 1 | [13 empty] | No | ? | No | No | No
11110 | 26 | Electrical |  | Wall Switch |  |  | TBD | 1 | TBD | 1 | TBD | 1 | [13 empty] | No | ? | No | No | No
11110 | 26 | Electrical |  | Cert of Compliance - Indoor Lighting (see 04-110817 E Sheets) |  |  | TBD | 1 | TBD | 1 | TBD | 1 | [13 empty] | No | ? | No | No | No
11110 | 26 | Electrical |  | Cert of Compliance - Outdoor Lighting (see 04-110817 E Sheets) |  |  | TBD | 1 | TBD | 1 | TBD | 1 | [13 empty] | No | ? | No | No | No
11110 | 27 | Communications (…AV) |  | Assisted Listening System Receivers |  |  | TBD | 1 | TBD | 1 | TBD | 1 | [13 empty] | No | Yes | Yes | Yes | Yes
11110 | 27 | Communications (…AV) |  | Projector (LCD - Ceiling Mounted) |  |  | TBD | 1 | TBD | 1 | TBD | 1 | [13 empty] | No | Yes | Yes | Yes | Yes
11110 | 27 | Communications (…AV) |  | Teaching Podium Control Stations |  |  | TBD | 1 | TBD | 1 | TBD | 1 | [13 empty] | No | Yes | Yes | Yes | Yes
11110 | 27 | Communications (…AV) |  | Television / Monitor |  |  | TBD | 1 | TBD | 1 | TBD | 1 | [13 empty] | No | Yes | Yes | Yes | Yes
11110 | 27 | Communications (…AV) |  | Clocks |  |  | TBD | 1 | TBD | 1 | TBD | 1 | [13 empty] | No | Yes | No | No | No
11110 | 27 | Communications (…AV) |  | Public Announcement System |  |  | TBD | 1 | TBD | 1 | TBD | 1 | [13 empty] | No | Yes | No | No | No
11110 | 27 | Communications (…AV) |  | BlueRay/DVD/Video Streamer |  |  | TBD | 1 | TBD | 1 | TBD | 1 | [13 empty] | No | Yes | ? | Yes | ?
11110 | 27 | Communications (…AV) |  | LCD Screens / Digital Signage |  |  | TBD | 1 | TBD | 1 | TBD | 1 | [13 empty] | No | Yes | ? | No | No
11110 | 27 | Communications (…AV) |  | Data Outlet |  |  | TBD | 1 | TBD | 1 | TBD | 1 | [13 empty] | No | No | ? | No | No
11110 | 28 | Elec-Safety/Security | Fire | Heat Detector |  |  | TBD | 1 | TBD | 1 | TBD | 1 | [13 empty] | No | Yes | ? | No | No
11110 | 28 | Elec-Safety/Security | Fire | Horn/Strobe |  |  | TBD | 1 | TBD | 1 | TBD | 1 | [13 empty] | No | Yes | ? | No | No
11110 | 28 | Elec-Safety/Security | Fire | Manual Pull Stations |  |  | TBD | 1 | TBD | 1 | TBD | 1 | [13 empty] | No | Yes | ? | No | No
11110 | 28 | Elec-Safety/Security | Fire | Mini Horn |  |  | TBD | 1 | TBD | 1 | TBD | 1 | [13 empty] | No | Yes | ? | No | No
11110 | 28 | Elec-Safety/Security | Security | Motion Detector |  |  | TBD | 1 | TBD | 1 | TBD | 1 | [13 empty] | No | Yes | ? | No | No
11110 | 28 | Elec-Safety/Security | Security | Panic Switch |  |  | TBD | 1 | TBD | 1 | TBD | 1 | [13 empty] | No | Yes | ? | No | No
11110 | 28 | Elec-Safety/Security |  | Battery Backup -- see UPS |  |  | TBD | 1 | TBD | 1 | TBD | 1 | [13 empty] | No | Yes | Yes | Yes | Yes
11110 | 28 | Elec-Safety/Security |  | Card Reader / Security / Keypad |  |  | TBD | 1 | TBD | 1 | TBD | 1 | [13 empty] | No | Yes | Yes | No | No
11110 | 28 | Elec-Safety/Security |  | Door Contact |  |  | TBD | 1 | TBD | 1 | TBD | 1 | [13 empty] | No | Yes | Yes | No | No
11110 | 28 | Elec-Safety/Security |  | Fire Alarm LCD Annunciator Panel; Notifier Panels |  |  | TBD | 1 | TBD | 1 | TBD | 1 | [13 empty] | No | Yes | Yes | No | No
11110 | 28 | Elec-Safety/Security |  | Fire Sprinkler System (Existence of in Building) |  |  | TBD | 1 | TBD | 1 | TBD | 1 | [13 empty] | No | Yes | Yes | No | No
11110 | 28 | Elec-Safety/Security |  | Security Alarm/Keypad |  |  | TBD | 1 | TBD | 1 | TBD | 1 | [13 empty] | No | Yes | Yes | No | No
11110 | 28 | Elec-Safety/Security |  | Smoke Guard |  |  | TBD | 1 | TBD | 1 | TBD | 1 | [13 empty] | No | Yes | No | No | No
11110 | 28 | Elec-Safety/Security |  | Access Control Panel |  |  | TBD | 1 | TBD | 1 | TBD | 1 | [13 empty] | No | Yes | No | No | No
11110 | 28 | Elec-Safety/Security |  | Emergency Telephone Box; Emergency Wall Phone |  |  | TBD | 1 | TBD | 1 | TBD | 1 | [13 empty] | No | Yes | No | No | No
11110 | 28 | Elec-Safety/Security |  | Fire Alarm Relays |  |  | TBD | 1 | TBD | 1 | TBD | 1 | [13 empty] | No | Yes | No | No | No
11110 | 28 | Elec-Safety/Security |  | Fire Alarm Transponder |  |  | TBD | 1 | TBD | 1 | TBD | 1 | [13 empty] | No | Yes | No | No | No
11110 | 28 | Elec-Safety/Security |  | Fire Smoke Dampers |  |  | TBD | 1 | TBD | 1 | TBD | 1 | [13 empty] | No | Yes | No | No | No
11110 | 28 | Elec-Safety/Security |  | Fire Sprinkler Control Panel |  |  | TBD | 1 | TBD | 1 | TBD | 1 | [13 empty] | No | Yes | No | No | No
11110 | 28 | Elec-Safety/Security |  | Carbon Dioxide Sensor |  |  | TBD | 1 | TBD | 1 | TBD | 1 | [13 empty] | No | Yes | ? | No | No
11110 | 28 | Elec-Safety/Security |  | FACP - Fire Alarm Control Panel |  |  | TBD | 1 | TBD | 1 | TBD | 1 | [13 empty] | No | Yes | ? | No | No
11110 | 28 | Elec-Safety/Security |  | FATC - Fire Alarm Terminal Cabinet |  |  | TBD | 1 | TBD | 1 | TBD | 1 | [13 empty] | No | Yes | ? | No | No
11110 | 28 | Elec-Safety/Security |  | Fire Strobes |  |  | TBD | 1 | TBD | 1 | TBD | 1 | [13 empty] | No | Yes | ? | No | No
11110 | 28 | Elec-Safety/Security |  | FSCP - Firefighter's Smoke Control Panel |  |  | TBD | 1 | TBD | 1 | TBD | 1 | [13 empty] | No | Yes | ? | No | No
11110 | 28 | Elec-Safety/Security |  | Knox Box |  |  | TBD | 1 | TBD | 1 | TBD | 1 | [13 empty] | No | Yes | ? | No | No
11110 | 28 | Elec-Safety/Security |  | Pre-Action Release Panel |  |  | TBD | 1 | TBD | 1 | TBD | 1 | [13 empty] | No | Yes | ? | No | No
11110 | 28 | Elec-Safety/Security |  | Projector Alarm with Relay |  |  | TBD | 1 | TBD | 1 | TBD | 1 | [13 empty] | No | Yes | ? | No | No
11110 | 28 | Elec-Safety/Security |  | SCDC - Smoke Control Damper Cabinet |  |  | TBD | 1 | TBD | 1 | TBD | 1 | [13 empty] | No | Yes | ? | No | No
11110 | 28 | Elec-Safety/Security |  | SCTC - Smoke Control Terminal Cabinet |  |  | TBD | 1 | TBD | 1 | TBD | 1 | [13 empty] | No | Yes | ? | No | No
11110 | 28 | Elec-Safety/Security |  | Security Cameras (CCTV?) |  |  | TBD | 1 | TBD | 1 | TBD | 1 | [13 empty] | No | Yes | ? | No | No
11110 | 28 | Elec-Safety/Security |  | Smoke Detectors |  |  | TBD | 1 | TBD | 1 | TBD | 1 | [13 empty] | No | Yes | ? | No | No
11110 | 31 | Earthwork |  | Retaining Walls |  |  | TBD | 1 | TBD | 1 | TBD | 1 | [13 empty] | No | No | No | No | No
11110 | 31 | Earthwork |  | Caissons |  |  | TBD | 1 | TBD | 1 | TBD | 1 | [13 empty] | No | No | No | No | No
11110 | 32 | Ext-Improvements |  | Site benches |  |  | TBD | 1 | TBD | 1 | TBD | 1 | [13 empty] | No | Yes | Yes | Yes | No
11110 | 32 | Ext-Improvements |  | Exterior kiosk |  |  | TBD | 1 | TBD | 1 | TBD | 1 | [13 empty] | No | Yes | Yes | Yes | Yes
11110 | 32 | Ext-Improvements |  | ADA Curb Ramps |  |  | TBD | 1 | TBD | 1 | TBD | 1 | [13 empty] | No | Yes | No | No | No
11110 | 32 | Ext-Improvements |  | ADA Ramps |  |  | TBD | 1 | TBD | 1 | TBD | 1 | [13 empty] | No | Yes | No | No | No
11110 | 32 | Ext-Improvements |  | Traffic Control - Signs/Speed Bumps |  |  | TBD | 1 | TBD | 1 | TBD | 1 | [13 empty] | No | Yes | No | No | No
11110 | 32 | Ext-Improvements |  | Trees |  |  | TBD | 1 | TBD | 1 | TBD | 1 | [13 empty] | No | Yes | No | No | No
11110 | 32 | Ext-Improvements |  | Motorized Gate / Controllers |  |  | TBD | 1 | TBD | 1 | TBD | 1 | [13 empty] | No | Yes | No | No | No
11110 | 32 | Ext-Improvements |  | Parking sensors |  |  | TBD | 1 | TBD | 1 | TBD | 1 | [13 empty] | No | Yes | No | No | No
11110 | 32 | Ext-Improvements |  | Patio furniture |  |  | TBD | 1 | TBD | 1 | TBD | 1 | [13 empty] | No | Yes | No | Yes | No
11110 | 32 | Ext-Improvements |  | Backflow Device |  |  | TBD | 1 | TBD | 1 | TBD | 1 | [13 empty] | No | Yes | ? | No | No
11110 | 32 | Ext-Improvements |  | Flow Sensor |  |  | TBD | 1 | TBD | 1 | TBD | 1 | [13 empty] | No | Yes | ? | No | No
11110 | 32 | Ext-Improvements |  | Irrigation Controller |  |  | TBD | 1 | TBD | 1 | TBD | 1 | [13 empty] | No | Yes | ? | No | No
11110 | 32 | Ext-Improvements |  | Irrigation Heads/Bubblers |  |  | TBD | 1 | TBD | 1 | TBD | 1 | [13 empty] | No | Yes | ? | No | No
11110 | 32 | Ext-Improvements |  | Irrigation Meter |  |  | TBD | 1 | TBD | 1 | TBD | 1 | [13 empty] | No | Yes | ? | No | No
11110 | 32 | Ext-Improvements |  | Irrigation Valves - in General |  |  | TBD | 1 | TBD | 1 | TBD | 1 | [13 empty] | No | Yes | ? | No | No
11110 | 32 | Ext-Improvements |  | Exterior Temperature Sensor |  |  | TBD | 1 | TBD | 1 | TBD | 1 | [13 empty] | No | Yes | ? | No | No
11110 | 32 | Ext-Improvements |  | Curb and Gutter |  |  | TBD | 1 | TBD | 1 | TBD | 1 | [13 empty] | No | No | No | No | No
11110 | 32 | Ext-Improvements |  | Curb Ramps |  |  | TBD | 1 | TBD | 1 | TBD | 1 | [13 empty] | No | No | No | No | No
11110 | 32 | Ext-Improvements |  | Driveway/Hardscape/Pavers |  |  | TBD | 1 | TBD | 1 | TBD | 1 | [13 empty] | No | No | No | No | No
11110 | 32 | Ext-Improvements |  | Downspouts |  |  | TBD | 1 | TBD | 1 | TBD | 1 | [13 empty] | No | No | No | No | No
11110 | 32 | Ext-Improvements |  | Fence |  |  | TBD | 1 | TBD | 1 | TBD | 1 | [13 empty] | No | No | No | No | No
11110 | 32 | Ext-Improvements |  | Irrigation Valves (Air Relief Valve) |  |  | TBD | 1 | TBD | 1 | TBD | 1 | [13 empty] | No | No | No | No | No
11110 | 32 | Ext-Improvements |  | Irrigation Valves (Ball Valve) |  |  | TBD | 1 | TBD | 1 | TBD | 1 | [13 empty] | No | No | No | No | No
11110 | 32 | Ext-Improvements |  | Irrigation Valves (Master Control) |  |  | TBD | 1 | TBD | 1 | TBD | 1 | [13 empty] | No | No | No | No | No
11110 | 32 | Ext-Improvements |  | Irrigation Valves (Quick Coupler Valve) |  |  | TBD | 1 | TBD | 1 | TBD | 1 | [13 empty] | No | No | No | No | No
11110 | 32 | Ext-Improvements |  | Irrigation Valves (Remote Control) |  |  | TBD | 1 | TBD | 1 | TBD | 1 | [13 empty] | No | No | No | No | No
11110 | 32 | Ext-Improvements |  | Asphalt |  |  | TBD | 1 | TBD | 1 | TBD | 1 | [13 empty] | No | No | No | No | No
11110 | 32 | Ext-Improvements |  | Bollards |  |  | TBD | 1 | TBD | 1 | TBD | 1 | [13 empty] | No | No | No | No | No
11110 | 32 | Ext-Improvements |  | Gate - Non-Motorized |  |  | TBD | 1 | TBD | 1 | TBD | 1 | [13 empty] | No | No | No | No | No
11110 | 32 | Ext-Improvements |  | Iron Fencing |  |  | TBD | 1 | TBD | 1 | TBD | 1 | [13 empty] | No | No | No | No | No
11110 | 32 | Ext-Improvements |  | Parking Stops |  |  | TBD | 1 | TBD | 1 | TBD | 1 | [13 empty] | No | No | No | No | No
11110 | 32 | Ext-Improvements |  | Sidewalk / Exterior |  |  | TBD | 1 | TBD | 1 | TBD | 1 | [13 empty] | No | No | No | No | No
11110 | 33 | Utilities |  | Exterior Drain |  |  | TBD | 1 | TBD | 1 | TBD | 1 | [13 empty] | No | Yes | Yes | No | No
11110 | 33 | Utilities |  | Sewer Lateral |  |  | TBD | 1 | TBD | 1 | TBD | 1 | [13 empty] | No | Yes | Yes | No | No
11110 | 33 | Utilities |  | Sewer Line |  |  | TBD | 1 | TBD | 1 | TBD | 1 | [13 empty] | No | Yes | Yes | No | No
11110 | 33 | Utilities |  | Sewer Manhole/Box |  |  | TBD | 1 | TBD | 1 | TBD | 1 | [13 empty] | No | Yes | Yes | No | No
11110 | 33 | Utilities |  | Storm Drain |  |  | TBD | 1 | TBD | 1 | TBD | 1 | [13 empty] | No | Yes | Yes | No | No
11110 | 33 | Utilities |  | Storm Drain Manhole/Box |  |  | TBD | 1 | TBD | 1 | TBD | 1 | [13 empty] | No | Yes | Yes | No | No
11110 | 33 | Utilities |  | SWPPP BMP's |  |  | TBD | 1 | TBD | 1 | TBD | 1 | [13 empty] | No | Yes | Yes | No | No
11110 | 33 | Utilities |  | Water Lateral |  |  | TBD | 1 | TBD | 1 | TBD | 1 | [13 empty] | No | Yes | Yes | No | No
11110 | 33 | Utilities |  | Water Line |  |  | TBD | 1 | TBD | 1 | TBD | 1 | [13 empty] | No | Yes | Yes | No | No
11110 | 33 | Utilities |  | Water Meter Box |  |  | TBD | 1 | TBD | 1 | TBD | 1 | [13 empty] | No | Yes | Yes | No | No
11110 | 33 | Utilities |  | Gas Meters |  |  | TBD | 1 | TBD | 1 | TBD | 1 | [13 empty] | No | Yes | Yes | No | No
11110 | 33 | Utilities |  | Items with Pilot Lights (need to get re-lit after gas shutdown) |  |  | TBD | 1 | TBD | 1 | TBD | 1 | [13 empty] | No | Yes | ? | No | No
11110 | 33 | Utilities |  | Water Valve - types |  |  | TBD | 1 | TBD | 1 | TBD | 1 | [13 empty] | No | Yes | ? | No | No
11110 | 44 | Pollution/Waste-Equip |  | HazMat Storage |  |  | TBD | 1 | TBD | 1 | TBD | 1 | [13 empty] | No | Yes | ? | No | Yes
11110 | 45 | Industry | Science | Equipment - Science - Chemistry |  |  | TBD | 1 | TBD | 1 | TBD | 1 | [13 empty] | No | Yes | Yes | Yes | Yes
11110 | 45 | Industry | Science | Equipment - Science - Other |  |  | TBD | 1 | TBD | 1 | TBD | 1 | [13 empty] | No | Yes | Yes | Yes | Yes
11110 | 45 | Industry | Science | Equipment - Science - Astronomy |  |  | TBD | 1 | TBD | 1 | TBD | 1 | [13 empty] | No | Yes | Yes | Yes | Yes
11110 | 45 | Industry | Science | Equipment - Science - Biology |  |  | TBD | 1 | TBD | 1 | TBD | 1 | [13 empty] | No | Yes | Yes | Yes | Yes
11110 | 45 | Industry | Science | Equipment - Science - Cadaver / Equip |  |  | TBD | 1 | TBD | 1 | TBD | 1 | [13 empty] | No | Yes | ? | Yes | No
11110 | 45 | Industry |  | Fume Hoods |  |  | TBD | 1 | TBD | 1 | TBD | 1 | [13 empty] | No | Yes | Yes | Yes | No
11110 | 45 | Industry |  | Equipment - Sewing |  |  | TBD | 1 | TBD | 1 | TBD | 1 | [13 empty] | No | Yes | Yes | Yes | Yes
11110 | 45 | Industry |  | Equipment - Auto |  |  | TBD | 1 | TBD | 1 | TBD | 1 | [13 empty] | No | Yes | Yes | Yes | Yes
11110 | 45 | Industry |  | Equipment - Educational Electrical |  |  | TBD | 1 | TBD | 1 | TBD | 1 | [13 empty] | No | Yes | Yes | Yes | Yes
11110 | 45 | Industry |  | Equipment - Educational HVAC |  |  | TBD | 1 | TBD | 1 | TBD | 1 | [13 empty] | No | Yes | Yes | Yes | Yes
11110 | 45 | Industry |  | Equipment - Educational IT/GIS |  |  | TBD | 1 | TBD | 1 | TBD | 1 | [13 empty] | No | Yes | Yes | Yes | Yes
11110 | 45 | Industry |  | Equipment - Fine Art (i.e. Kilns) |  |  | TBD | 1 | TBD | 1 | TBD | 1 | [13 empty] | No | Yes | Yes | Yes | Yes
11110 | 45 | Industry |  | Equipment - Fitness / Exercise |  |  | TBD | 1 | TBD | 1 | TBD | 1 | [13 empty] | No | Yes | Yes | Yes | Yes
11110 | 45 | Industry |  | Equipment - Manufacturing Machinery |  |  | TBD | 1 | TBD | 1 | TBD | 1 | [13 empty] | No | Yes | Yes | Yes | Yes
11110 | 45 | Industry |  | Equipment - Medical / Dental |  |  | TBD | 1 | TBD | 1 | TBD | 1 | [13 empty] | No | Yes | Yes | Yes | Yes
11110 | 45 | Industry |  | Equipment - Agriculture (Greenhouse) |  |  | TBD | 1 | TBD | 1 | TBD | 1 | [13 empty] | No | Yes | No | Yes | No
11110 | 45 | Industry |  | Equipment - Animal Health |  |  | TBD | 1 | TBD | 1 | TBD | 1 | [13 empty] | No | Yes | No | Yes | No
11110 | 45 | Industry |  | Equipment - Aviation |  |  | TBD | 1 | TBD | 1 | TBD | 1 | [13 empty] | No | Yes | No | Yes | No
11110 | 45 | Industry |  | Equipment - Cosmotology / Fashion |  |  | TBD | 1 | TBD | 1 | TBD | 1 | [13 empty] | No | Yes | No | Yes | No
11110 | 45 | Industry |  | Equipment - Culinary |  |  | TBD | 1 | TBD | 1 | TBD | 1 | [13 empty] | No | Yes | No | Yes | No
11110 | 45 | Industry |  | Equipment - Fire EMT |  |  | TBD | 1 | TBD | 1 | TBD | 1 | [13 empty] | No | Yes | No | Yes | No
11110 | 45 | Industry |  | Equipment - Photography |  |  | TBD | 1 | TBD | 1 | TBD | 1 | [13 empty] | No | Yes | No | Yes | No
11110 | 45 | Industry |  | Equipment - Radio Station |  |  | TBD | 1 | TBD | 1 | TBD | 1 | [13 empty] | No | Yes | No | Yes | No
11110 | 45 | Industry |  | Equipment - Educational - Other |  |  | TBD | 1 | TBD | 1 | TBD | 1 | [13 empty] | No | Yes | No | Yes | No
11110 | 45 | Industry |  | Equipment - Theatre / Costuming |  |  | TBD | 1 | TBD | 1 | TBD | 1 | [13 empty] | No | Yes | No | Yes | No
11110 | 45 | Industry |  | Equipment - TV Studio |  |  | TBD | 1 | TBD | 1 | TBD | 1 | [13 empty] | No | Yes | No | Yes | No
11110 | 45 | Industry |  | Equipment - EVOC |  |  | TBD | 1 | TBD | 1 | TBD | 1 | [13 empty] | No | Yes | No | Yes | No
11110 | 45 | Industry |  | Emergency Eyewash Stations (2/26/18 CW says no systematic plan to check on jobwalk) |  |  | TBD | 1 | TBD | 1 | TBD | 1 | [13 empty] | No | Yes | No | Yes | No
11110 | 45 | Industry |  | Equipment - Sports (i.e. Pole Vault Mats) |  |  | TBD | 1 | TBD | 1 | TBD | 1 | [13 empty] | No | Yes | ? | No | No
11110 | 45 | Industry |  | Equipment - Music |  |  | TBD | 1 | TBD | 1 | TBD | 1 | [13 empty] | No | Yes | ? | Yes | No
11110 | 45 | Industry |  | Chemical Shelf / Storage Cabinet for Flammable Storage |  |  | TBD | 1 | TBD | 1 | TBD | 1 | [13 empty] | No | Yes | ? | No | No
11110 | A-50 | Furniture |  | filing cabinets |  |  | TBD | 1 | TBD | 1 | TBD | 1 | [13 empty] | No | Yes | Yes | Yes | Yes
11110 | A-50 | Furniture |  | tables |  |  | TBD | 1 | TBD | 1 | TBD | 1 | [13 empty] | No | Yes | Yes | Yes | Yes
11110 | A-50 | Furniture |  | desks |  |  | TBD | 1 | TBD | 1 | TBD | 1 | [13 empty] | No | Yes | Yes | Yes | Yes
11110 | A-50 | Furniture |  | chairs |  |  | TBD | 1 | TBD | 1 | TBD | 1 | [13 empty] | No | Yes | Yes | Yes | Yes
11110 | A-51 | Info-Tech |  | desk-lights |  |  | TBD | 1 | TBD | 1 | TBD | 1 | [13 empty] | Yes | No | No | No | No
11110 | A-51 | Info-Tech |  | keyboards / mice |  |  | TBD | 1 | TBD | 1 | TBD | 1 | [13 empty] | Yes | No | No | No | No
11110 | A-51 | Info-Tech |  | computers |  |  | TBD | 1 | TBD | 1 | TBD | 1 | [13 empty] | No | Yes | Yes | Yes | Yes
11110 | A-51 | Info-Tech |  | servers |  |  | TBD | 1 | TBD | 1 | TBD | 1 | [13 empty] | No | Yes | Yes | Yes | Yes
11110 | A-51 | Info-Tech |  | printers / copiers / scanners |  |  | TBD | 1 | TBD | 1 | TBD | 1 | [13 empty] | No | Yes | Yes | Yes | Yes
11110 | A-51 | Info-Tech |  | server UPS |  |  | TBD | 1 | TBD | 1 | TBD | 1 | [13 empty] | No | Yes | Yes | Yes | ?
11110 | A-51 | Info-Tech |  | software |  |  | TBD | 1 | TBD | 1 | TBD | 1 | [13 empty] | No | Yes | Yes | No | ?
11110 | A-52 | Police Equip |  | Weapons |  |  | TBD | 1 | TBD | 1 | TBD | 1 | [13 empty] | No | Yes | Yes | Yes | ?
11110 | A-53 | M&O Equip |  | Tools (over $200) |  |  | TBD | 1 | TBD | 1 | TBD | 1 | [13 empty] | No | Yes | Yes | Yes | No
11110 | A-53 | M&O Equip |  | compressors |  |  | TBD | 1 | TBD | 1 | TBD | 1 | [13 empty] | No | Yes | Yes | Yes | No
11110 | A-53 | M&O Equip |  | Forklifts, etc (DSC); cranes |  |  | TBD | 1 | TBD | 1 | TBD | 1 | [13 empty] | No | Yes | Yes | Yes | Yes
11110 | A-54 | Vehicles |  | Cars / Carts (DSC) |  |  | TBD | 1 | TBD | 1 | TBD | 1 | [13 empty] | No | Yes | Yes | Yes | Yes

## 11240
Project # | CSI Div | CSI Description | Sub-Group | Item | Make | Model | OM | OM_Count | Warranty | Warranty_Count | Submittals | Submittals_Count | General vs Fixed-Asset | Asset Tag # | FA Tag # | Building | Fusion # | Floor | Room | Latitude | Longitide | O&M Binder # | Warranty Start | Warranty Duration | Warranty Expires | Item a Consumable ? | Recommend Indiv item Tracking? | Currently Indiv item tracked? | Recommend Waldrop ID Tag? | Currently Waldrop ID Tag? | Contractor | Contract | Sheet | Sheet Reference
11240 | 5 | Metals |  | Misc Metal |  |  | Yes | 1 | Yes | 1 | Yes | 1 | [13 empty] | No | No | No | No | No
11240 | 6 | Wood, Plastics, etc. |  | Casework / Shelving / Counters |  |  | Yes | 1 | Yes | 1 | Yes | 1 | [13 empty] | No | Yes | No | No | No
11240 | 7 | Thermal/Moisture-Protect |  | Composite Metal Panel |  |  | No | 1 | No | 1 | No | 1 | [13 empty] | No | Yes | No | No | No
11240 | 7 | Thermal/Moisture-Protect |  | Rain Screen System |  |  | No | 1 | No | 1 | No | 1 | [13 empty] | No | Yes | No | No | No
11240 | 7 | Thermal/Moisture-Protect |  | Roof Accessories (i.e roof ladder; roof hatch) |  |  | N A | 1 | N A | 1 | N A | 1 | [13 empty] | No | Yes | No | No | No
11240 | 7 | Thermal/Moisture-Protect |  | Roofing (PVC) and other |  |  | N A | 1 | N A | 1 | N A | 1 | [13 empty] | No | Yes | No | No | No
11240 | 7 | Thermal/Moisture-Protect |  | Waterproofing (Other) |  |  | OK | 1 | OK | 1 | OK | 1 | [13 empty] | No | Yes | No | No | No
11240 | 7 | Thermal/Moisture-Protect |  | Roof Walking Pad |  |  | OK | 1 | OK | 1 | OK | 1 | [13 empty] | No | No | No | No | No
11240 | 7 | Thermal/Moisture-Protect |  | Solar Glass (see Solar Panels) |  |  | TBD | 1 | TBD | 1 | TBD | 1 | [13 empty] | No | No | No | No | No
11240 | 8 | Openings |  | Access Door |  |  | TBD | 1 | TBD | 1 | TBD | 1 | [13 empty] | No | Yes | No | No | No
11240 | 8 | Openings |  | Curtain Wall Exterior Window System |  |  | TBD | 1 | TBD | 1 | TBD | 1 | [13 empty] | No | Yes | No | No | No
11240 | 8 | Openings |  | Doors |  |  | TBD | 1 | TBD | 1 | TBD | 1 | [13 empty] | No | Yes | No | No | No
11240 | 8 | Openings |  | Hardware - panic devices |  |  | TBD | 1 | TBD | 1 | TBD | 1 | [13 empty] | No | Yes | No | No | No
11240 | 8 | Openings |  | Overhead coiling doors |  |  | TBD | 1 | TBD | 1 | TBD | 1 | [13 empty] | No | Yes | No | No | No
11240 | 8 | Openings |  | SolarTubes (Operable and not operable) |  |  | TBD | 1 | TBD | 1 | TBD | 1 | [13 empty] | No | Yes | No | No | No
11240 | 8 | Openings |  | Windows / Glazing |  |  | TBD | 1 | TBD | 1 | TBD | 1 | [13 empty] | No | Yes | No | No | No
11240 | 8 | Openings |  | Door Hardware - related to FLS; panic hardware/ elec door holdopens / (see also ADA access buttons) |  |  | TBD | 1 | TBD | 1 | TBD | 1 | [13 empty] | No | Yes | ? | No | No
11240 | 9 | Finishes |  | Paint (use for take-off SF estimates of paint?? - planning) |  |  | TBD | 1 | TBD | 1 | TBD | 1 | [13 empty] | Yes | Yes | No | No | No
11240 | 9 | Finishes |  | Anti-Graffiti Coating |  |  | TBD | 1 | TBD | 1 | TBD | 1 | [13 empty] | Yes | No | No | No | No
11240 | 9 | Finishes |  | Acoustic Panel Ceiling |  |  | TBD | 1 | TBD | 1 | TBD | 1 | [13 empty] | No | Yes | No | No | No
11240 | 9 | Finishes |  | Flooring - carpet |  |  | TBD | 1 | TBD | 1 | TBD | 1 | [13 empty] | No | Yes | No | No | no
11240 | 9 | Finishes |  | Flooring - other |  |  | TBD | 1 | TBD | 1 | TBD | 1 | [13 empty] | No | Yes | No | No | No
11240 | 9 | Finishes |  | Flooring - vct |  |  | TBD | 1 | TBD | 1 | TBD | 1 | [13 empty] | No | Yes | No | No | No
11240 | 9 | Finishes |  | Wall covering (fabric vs frp etc) - track manufacturer |  |  | TBD | 1 | TBD | 1 | TBD | 1 | [13 empty] | No | Yes | No | No | No
11240 | 10 | Specialties | Restroom | Paper Towel Dispenser |  |  | TBD | 1 | TBD | 1 | TBD | 1 | [13 empty] | Yes | No | No | No | No
11240 | 10 | Specialties | Restroom | Soap Dispenser |  |  | TBD | 1 | TBD | 1 | TBD | 1 | [13 empty] | Yes | No | No | No | No
11240 | 10 | Specialties | Restroom | Toilet Paper Dispenser |  |  | TBD | 1 | TBD | 1 | TBD | 1 | [13 empty] | Yes | No | No | No | No
11240 | 10 | Specialties | Restroom | Toilet Seat Cover Dispenser |  |  | TBD | 1 | TBD | 1 | TBD | 1 | [13 empty] | Yes | No | No | No | No
11240 | 10 | Specialties | Restroom | Elec Hand Dryer |  |  | TBD | 1 | TBD | 1 | TBD | 1 | [13 empty] | No | Yes | No | No | No
11240 | 10 | Specialties | Restroom | Sanitary Napkin/Tampon Dispenser |  |  | TBD | 1 | TBD | 1 | TBD | 1 | [13 empty] | No | Yes | No | No | No
11240 | 10 | Specialties | Restroom | Toilet & Urinal Compartments / Bathroom Stalls |  |  | TBD | 1 | TBD | 1 | TBD | 1 | [13 empty] | No | Yes | No | No | No
11240 | 10 | Specialties | Restroom | Baby Changing Apparatus in Bathroom |  |  | TBD | 1 | TBD | 1 | TBD | 1 | [13 empty] | No | Yes | No | No | No
11240 | 10 | Specialties | Restroom | ADA Bathroom Grab Bars |  |  | TBD | 1 | TBD | 1 | TBD | 1 | [13 empty] | No | No | No | No | No
11240 | 10 | Specialties | Restroom | Bathroom trash can (recessed) |  |  | TBD | 1 | TBD | 1 | TBD | 1 | [13 empty] | No | No | No | No | No
11240 | 10 | Specialties | Restroom | Mirror |  |  | TBD | 1 | TBD | 1 | TBD | 1 | [13 empty] | No | No | No | No | No
11240 | 10 | Specialties |  | Tack Board - small |  |  | TBD | 1 | TBD | 1 | TBD | 1 | [13 empty] | Yes | No | No | No | No
11240 | 10 | Specialties |  | White Boards - small |  |  | TBD | 1 | TBD | 1 | TBD | 1 | [13 empty] | Yes | No | No | No | No
11240 | 10 | Specialties |  | Fire Extinguishers /FE Cabinets |  |  | TBD | 1 | TBD | 1 | TBD | 1 | [13 empty] | No | Yes | Yes | Yes | No
11240 | 10 | Specialties |  | Modular Office Walls |  |  | TBD | 1 | TBD | 1 | TBD | 1 | [13 empty] | No | Yes | Yes | Yes | Yes
11240 | 10 | Specialties |  | Fire Curtain / Fire Wall |  |  | TBD | 1 | TBD | 1 | TBD | 1 | [13 empty] | No | Yes | Yes | No | Yes
11240 | 10 | Specialties |  | Defibrillator Cabinets |  |  | TBD | 1 | TBD | 1 | TBD | 1 | [13 empty] | No | Yes | No | No | No
11240 | 10 | Specialties |  | Display Case (i.e. Recessed Display Case / Lockable) |  |  | TBD | 1 | TBD | 1 | TBD | 1 | [13 empty] | No | Yes | No | No | No
11240 | 10 | Specialties |  | Operable Wall |  |  | TBD | 1 | TBD | 1 | TBD | 1 | [13 empty] | No | Yes | No | No | Yes
11240 | 10 | Specialties |  | Signage - Egress |  |  | TBD | 1 | TBD | 1 | TBD | 1 | [13 empty] | No | Yes | No | No | No
11240 | 10 | Specialties |  | Tack Board - large |  |  | TBD | 1 | TBD | 1 | TBD | 1 | [13 empty] | No | Yes | No | No | No
11240 | 10 | Specialties |  | White Boards - large |  |  | TBD | 1 | TBD | 1 | TBD | 1 | [13 empty] | No | Yes | No | No | No
11240 | 10 | Specialties |  | Parking Signage (incl ADA) |  |  | TBD | 1 | TBD | 1 | TBD | 1 | [13 empty] | No | Yes | ? | No | No
11240 | 10 | Specialties |  | Emergency Key Cabinets (i.e. Knox-Box) |  |  | TBD | 1 | TBD | 1 | TBD | 1 | [13 empty] | No | Yes | ? | No | No
11240 | 10 | Specialties |  | Corner Guard / Wall Guard |  |  | TBD | 1 | TBD | 1 | TBD | 1 | [13 empty] | No | No | No | No | No
11240 | 10 | Specialties |  | Locker room benches |  |  | TBD | 1 | TBD | 1 | TBD | 1 | [13 empty] | No | No | No | No | No
11240 | 10 | Specialties |  | Signage - Directional |  |  | TBD | 1 | TBD | 1 | TBD | 1 | [13 empty] | No | No | No | No | No
11240 | 10 | Specialties |  | Signage - Rooms |  |  | TBD | 1 | TBD | 1 | TBD | 1 | [13 empty] | No | No | No | No | No
11240 | 11 | Equipment | Classroom | Fixed Projection Screens (motorized and manual) |  |  | TBD | 1 | TBD | 1 | TBD | 1 | [13 empty] | No | Yes | ? | No | No
11240 | 11 | Equipment | Food-Service | Glove dispesner |  |  | TBD | 1 | TBD | 1 | TBD | 1 | [13 empty] | Yes | No | No | No | No
11240 | 11 | Equipment | Food-Service | Coffee Maker (i.e. Airpot; Expresso Machine/Grinder) |  |  | TBD | 1 | TBD | 1 | TBD | 1 | [13 empty] | No | Yes | Yes | Yes | Yes
11240 | 11 | Equipment | Food-Service | Dishwasher |  |  | TBD | 1 | TBD | 1 | TBD | 1 | [13 empty] | No | Yes | Yes | Yes | Yes
11240 | 11 | Equipment | Food-Service | Food Service Equipment (Other / Specialized) |  |  | TBD | 1 | TBD | 1 | TBD | 1 | [13 empty] | No | Yes | Yes | Yes | Yes
11240 | 11 | Equipment | Food-Service | Freezer / Walk-in Cooler -- Fixed |  |  | TBD | 1 | TBD | 1 | TBD | 1 | [13 empty] | No | Yes | Yes | No | Yes
11240 | 11 | Equipment | Food-Service | Freezer / Walk-in Cooler -- Non-Fixed |  |  | TBD | 1 | TBD | 1 | TBD | 1 | [13 empty] | No | Yes | Yes | Yes | Yes
11240 | 11 | Equipment | Food-Service | Ice Maker |  |  | TBD | 1 | TBD | 1 | TBD | 1 | [13 empty] | No | Yes | Yes | Yes | Yes
11240 | 11 | Equipment | Food-Service | Microwave |  |  | TBD | 1 | TBD | 1 | TBD | 1 | [13 empty] | No | Yes | Yes | Yes | Yes
11240 | 11 | Equipment | Food-Service | Mixer/Blender |  |  | TBD | 1 | TBD | 1 | TBD | 1 | [13 empty] | No | Yes | Yes | Yes | Yes
11240 | 11 | Equipment | Food-Service | Prep Sink |  |  | TBD | 1 | TBD | 1 | TBD | 1 | [13 empty] | No | Yes | Yes | Yes | Yes
11240 | 11 | Equipment | Food-Service | Oven |  |  | TBD | 1 | TBD | 1 | TBD | 1 | [13 empty] | No | Yes | Yes | No | Yes
11240 | 11 | Equipment | Food-Service | POS cash register / point of sale |  |  | TBD | 1 | TBD | 1 | TBD | 1 | [13 empty] | No | Yes | Yes | Yes | Yes
11240 | 11 | Equipment | Food-Service | Water Filration System |  |  | TBD | 1 | TBD | 1 | TBD | 1 | [13 empty] | No | Yes | Yes | Yes | Yes
11240 | 11 | Equipment | Food-Service | Food Service Sinks / Dipperwell Assembly |  |  | TBD | 1 | TBD | 1 | TBD | 1 | [13 empty] | No | Yes | No | No | No
11240 | 11 | Equipment | Food-Service | Freezer Merchandiser |  |  | TBD | 1 | TBD | 1 | TBD | 1 | [13 empty] | No | Yes | No | Yes | No
11240 | 11 | Equipment | Food-Service | Garbage disposer |  |  | TBD | 1 | TBD | 1 | TBD | 1 | [13 empty] | No | Yes | No | No | No
11240 | 11 | Equipment | Food-Service | Hot cabinets |  |  | TBD | 1 | TBD | 1 | TBD | 1 | [13 empty] | No | Yes | No | Yes | No
11240 | 11 | Equipment | Food-Service | General food service millwork |  |  | TBD | 1 | TBD | 1 | TBD | 1 | [13 empty] | No | Yes | No | No | No
11240 | 11 | Equipment |  | Parking Control Equipment (i.e. Parking Permit Machine) |  |  | TBD | 1 | TBD | 1 | TBD | 1 | [13 empty] | No | Yes | Yes | No | Yes
11240 | 11 | Equipment |  | Cabinets (with drawers/doors) |  |  | TBD | 1 | TBD | 1 | TBD | 1 | [13 empty] | No | Yes | No | No | No
11240 | 11 | Equipment |  | Counters (with drawers/doors) |  |  | TBD | 1 | TBD | 1 | TBD | 1 | [13 empty] | No | Yes | No | No | No
11240 | 11 | Equipment |  | Employee lockers |  |  | TBD | 1 | TBD | 1 | TBD | 1 | [13 empty] | No | Yes | No | No | Yes
11240 | 11 | Equipment |  | Faucet |  |  | TBD | 1 | TBD | 1 | TBD | 1 | [13 empty] | No | Yes | No | No | No
11240 | 11 | Equipment |  | Grease Interceprtor |  |  | TBD | 1 | TBD | 1 | TBD | 1 | [13 empty] | No | Yes | No | No | No
11240 | 11 | Equipment |  | Hot water heater |  |  | TBD | 1 | TBD | 1 | TBD | 1 | [13 empty] | No | Yes | No | No | No
11240 | 11 | Equipment |  | Knock Box |  |  | TBD | 1 | TBD | 1 | TBD | 1 | [13 empty] | No | Yes | No | No | No
11240 | 11 | Equipment |  | Window Washing Davit Base |  |  | TBD | 1 | TBD | 1 | TBD | 1 | [13 empty] | No | No | No | No | No
11240 | 11 | Equipment |  | Window Washing Equipment |  |  | TBD | 1 | TBD | 1 | TBD | 1 | [13 empty] | No | No | No | No | No
11240 | 12 | Furnishings | Office | Systems Furniture / Cubicles |  |  | TBD | 1 | TBD | 1 | TBD | 1 | [13 empty] | No | Yes | No | No | No
11240 | 12 | Furnishings | Site | Bench |  |  | TBD | 1 | TBD | 1 | TBD | 1 | [13 empty] | No | Yes | No | No | No
11240 | 12 | Furnishings | Site | Bike Rack |  |  | TBD | 1 | TBD | 1 | TBD | 1 | [13 empty] | No | Yes | No | No | No
11240 | 12 | Furnishings | Site | Bus Shelter |  |  | TBD | 1 | TBD | 1 | TBD | 1 | [13 empty] | No | Yes | No | No | No
11240 | 12 | Furnishings | Site | Picnic Table |  |  | TBD | 1 | TBD | 1 | TBD | 1 | [13 empty] | No | Yes | No | No | No
11240 | 12 | Furnishings | Site | Site Furnishings: Trash Can ' Litter Receptacle |  |  | TBD | 1 | TBD | 1 | TBD | 1 | [13 empty] | No | Yes | No | No | No
11240 | 12 | Furnishings |  | Furniture - Other |  |  | TBD | 1 | TBD | 1 | TBD | 1 | [13 empty] | No | Yes | Yes | Yes | Yes
11240 | 12 | Furnishings |  | Modular Canopy Shades |  |  | TBD | 1 | TBD | 1 | TBD | 1 | [13 empty] | No | Yes | No | No | No
11240 | 12 | Furnishings |  | Portable table with stacking chairs |  |  | TBD | 1 | TBD | 1 | TBD | 1 | [13 empty] | No | Yes | No | Yes | No
11240 | 12 | Furnishings |  | Auditorium Seating |  |  | TBD | 1 | TBD | 1 | TBD | 1 | [13 empty] | No | Yes | No | No | No
11240 | 12 | Furnishings |  | Blinds /Shades / Curtains (Window Covering) |  |  | TBD | 1 | TBD | 1 | TBD | 1 | [13 empty] | No | Yes | No | No | No
11240 | 12 | Furnishings |  | Student Chairs |  |  | TBD | 1 | TBD | 1 | TBD | 1 | [13 empty] | No | Yes | No | Yes | No
11240 | 12 | Furnishings |  | Student Desks |  |  | TBD | 1 | TBD | 1 | TBD | 1 | [13 empty] | No | Yes | No | Yes | No
11240 | 12 | Furnishings |  | Walk off Mat |  |  | TBD | 1 | TBD | 1 | TBD | 1 | [13 empty] | No | No | No | No | No
11240 | 12 | Furnishings |  | Stadium Seating |  |  | TBD | 1 | TBD | 1 | TBD | 1 | [13 empty] | No | No | No | No | No
11240 | 14 | Conveying-Equip |  | Elevator |  |  | TBD | 1 | TBD | 1 | TBD | 1 | [13 empty] | No | Yes | Yes | No | No
11240 | 14 | Conveying-Equip |  | Elevator Room Equipment |  |  | TBD | 1 | TBD | 1 | TBD | 1 | [13 empty] | No | Yes | Yes | No | No
11240 | 14 | Conveying-Equip |  | Wheelchair Lift |  |  | TBD | 1 | TBD | 1 | TBD | 1 | [13 empty] | No | Yes | Yes | No | No
11240 | 21 | Fire-Suppression |  | Fire Hydrant |  |  | TBD | 1 | TBD | 1 | TBD | 1 | [13 empty] | No | Yes | No | No | No
11240 | 21 | Fire-Suppression |  | Backflow Device |  |  | TBD | 1 | TBD | 1 | TBD | 1 | [13 empty] | No | Yes | No | No | No
11240 | 21 | Fire-Suppression |  | Fire Sprinkler Heads |  |  | TBD | 1 | TBD | 1 | TBD | 1 | [13 empty] | No | Yes | ? | No | No
11240 | 21 | Fire-Suppression |  | Fire Protection Standpipe Control Valve; Zone Control Riser Valve Assembly |  |  | TBD | 1 | TBD | 1 | TBD | 1 | [13 empty] | No | Yes | ? | No | No
11240 | 22 | Plumbing |  | Condensate Pump / Pump Sched Info |  |  | TBD | 1 | TBD | 1 | TBD | 1 | [13 empty] | No | Yes | Yes | No | No
11240 | 22 | Plumbing |  | Domestic Water storage tank on roof; tower |  |  | TBD | 1 | TBD | 1 | TBD | 1 | [13 empty] | No | Yes | Yes | No | No
11240 | 22 | Plumbing |  | Hot Water Circ Pump / Pump Sched Info |  |  | TBD | 1 | TBD | 1 | TBD | 1 | [13 empty] | No | Yes | Yes | No | No
11240 | 22 | Plumbing |  | Drinking Fountains (ADA etc) |  |  | TBD | 1 | TBD | 1 | TBD | 1 | [13 empty] | No | Yes | No | No | No
11240 | 22 | Plumbing |  | Toilet / Water Closet |  |  | TBD | 1 | TBD | 1 | TBD | 1 | [13 empty] | No | Yes | No | No | No
11240 | 22 | Plumbing |  | Drinking Fountain - Electric |  |  | TBD | 1 | TBD | 1 | TBD | 1 | [13 empty] | No | Yes | No | No | No
11240 | 22 | Plumbing |  | Mop Sink / Floor Sink |  |  | TBD | 1 | TBD | 1 | TBD | 1 | [13 empty] | No | Yes | No | No | No
11240 | 22 | Plumbing |  | Gas Meter |  |  | TBD | 1 | TBD | 1 | TBD | 1 | [13 empty] | No | Yes | No | No | No
11240 | 22 | Plumbing |  | Hose Bibb |  |  | TBD | 1 | TBD | 1 | TBD | 1 | [13 empty] | No | Yes | No | No | No
11240 | 22 | Plumbing |  | Lavatory (Bathroom as a Unit to be tracked) |  |  | TBD | 1 | TBD | 1 | TBD | 1 | [13 empty] | No | Yes | No | No | No
11240 | 22 | Plumbing |  | Roof drain / roof receptor |  |  | TBD | 1 | TBD | 1 | TBD | 1 | [13 empty] | No | Yes | No | No | No
11240 | 22 | Plumbing |  | Sink - Classroom |  |  | TBD | 1 | TBD | 1 | TBD | 1 | [13 empty] | No | Yes | No | No | No
11240 | 22 | Plumbing |  | Sink - Kitchenette |  |  | TBD | 1 | TBD | 1 | TBD | 1 | [13 empty] | No | Yes | No | No | No
11240 | 22 | Plumbing |  | Urinal |  |  | TBD | 1 | TBD | 1 | TBD | 1 | [13 empty] | No | Yes | No | No | No
11240 | 22 | Plumbing |  | Valves (inside/outside) |  |  | TBD | 1 | TBD | 1 | TBD | 1 | [13 empty] | No | Yes | No | No | No
11240 | 22 | Plumbing |  | Water Closet |  |  | TBD | 1 | TBD | 1 | TBD | 1 | [13 empty] | No | Yes | No | No | No
11240 | 22 | Plumbing |  | Boiler & tank; Water Heater (see Water Heater Schedule) |  |  | TBD | 1 | TBD | 1 | TBD | 1 | [13 empty] | No | Yes | No | No | No
11240 | 22 | Plumbing |  | Water Meter |  |  | TBD | 1 | TBD | 1 | TBD | 1 | [13 empty] | No | Yes | ? | No | No
11240 | 22 | Plumbing |  | Floor Drain |  |  | TBD | 1 | TBD | 1 | TBD | 1 | [13 empty] | No | No | No | No | No
11240 | 22 | Plumbing |  | CHWP (Chilled Water Pipe) |  |  | TBD | 1 | TBD | 1 | TBD | 1 | [13 empty] | No | No | No | No | No
11240 | 22 | Plumbing |  | HWP (Hot Water Pipe) |  |  | TBD | 1 | TBD | 1 | TBD | 1 | [13 empty] | No | No | No | No | No
11240 | 22 | Plumbing |  | Piping, etc |  |  | TBD | 1 | TBD | 1 | TBD | 1 | [13 empty] | No | No | No | No | No
11240 | 23 | HVAC |  | Filters |  |  | TBD | 1 | TBD | 1 | TBD | 1 | [13 empty] | Yes | Yes | Yes | No | No
11240 | 23 | HVAC |  | AH - Air Handling Unit - see AHU Schedule |  |  | TBD | 1 | TBD | 1 | TBD | 1 | [13 empty] | No | Yes | Yes | No | No
11240 | 23 | HVAC |  | Air Cooled Chiller - CH |  |  | TBD | 1 | TBD | 1 | TBD | 1 | [13 empty] | No | Yes | Yes | No | No
11240 | 23 | HVAC |  | Air Separator Schedule - AS |  |  | TBD | 1 | TBD | 1 | TBD | 1 | [13 empty] | No | Yes | Yes | No | No
11240 | 23 | HVAC |  | Chilled Water Pump |  |  | TBD | 1 | TBD | 1 | TBD | 1 | [13 empty] | No | Yes | Yes | No | No
11240 | 23 | HVAC |  | Condensing Unit |  |  | TBD | 1 | TBD | 1 | TBD | 1 | [13 empty] | No | Yes | Yes | No | No
11240 | 23 | HVAC |  | Controls Panel |  |  | TBD | 1 | TBD | 1 | TBD | 1 | [13 empty] | No | Yes | Yes | No | No
11240 | 23 | HVAC |  | CWST (ST) - Chilled Water Storage Tank |  |  | TBD | 1 | TBD | 1 | TBD | 1 | [13 empty] | No | Yes | Yes | No | No
11240 | 23 | HVAC |  | Exhast Fan - EF |  |  | TBD | 1 | TBD | 1 | TBD | 1 | [13 empty] | No | Yes | Yes | No | No
11240 | 23 | HVAC |  | Expansion Tank - ET |  |  | TBD | 1 | TBD | 1 | TBD | 1 | [13 empty] | No | Yes | Yes | No | No
11240 | 23 | HVAC |  | Hot Water Pump |  |  | TBD | 1 | TBD | 1 | TBD | 1 | [13 empty] | No | Yes | Yes | No | No
11240 | 23 | HVAC |  | Sensor |  |  | TBD | 1 | TBD | 1 | TBD | 1 | [13 empty] | No | Yes | Yes | No | No
11240 | 23 | HVAC |  | Split System - CU (Outside) |  |  | TBD | 1 | TBD | 1 | TBD | 1 | [13 empty] | No | Yes | Yes | No | No
11240 | 23 | HVAC |  | Split System - FC (Inside) |  |  | TBD | 1 | TBD | 1 | TBD | 1 | [13 empty] | No | Yes | Yes | No | No
11240 | 23 | HVAC |  | Thermostats |  |  | TBD | 1 | TBD | 1 | TBD | 1 | [13 empty] | No | Yes | Yes | No | No
11240 | 23 | HVAC |  | VAV - Variable Air Volume Terminal Schedule |  |  | TBD | 1 | TBD | 1 | TBD | 1 | [13 empty] | No | Yes | Yes | No | No
11240 | 23 | HVAC |  | Volume Damper |  |  | TBD | 1 | TBD | 1 | TBD | 1 | [13 empty] | No | Yes | Yes | No | No
11240 | 23 | HVAC |  | Operable Gate in Mechanical Screen |  |  | TBD | 1 | TBD | 1 | TBD | 1 | [13 empty] | No | Yes | No | No | No
11240 | 23 | HVAC |  | Performance Cert of Compliance Data - HVAC Zones -- See 04-110817 Mech Sheets |  |  | TBD | 1 | TBD | 1 | TBD | 1 | [13 empty] | No | Yes | No | No | No
11240 | 23 | HVAC |  | Cert of Compliance Data - Energy Checklist - Opaque Surfaces -- See 04-110817 Mech Sheets |  |  | TBD | 1 | TBD | 1 | TBD | 1 | [13 empty] | No | Yes | No | No | No
11240 | 23 | HVAC |  | Diffusers - Exhaust Air |  |  | TBD | 1 | TBD | 1 | TBD | 1 | [13 empty] | No | Yes | ? | No | No
11240 | 23 | HVAC |  | Diffusers - Return Air |  |  | TBD | 1 | TBD | 1 | TBD | 1 | [13 empty] | No | Yes | ? | No | No
11240 | 23 | HVAC |  | Diffusers - Supply Air |  |  | TBD | 1 | TBD | 1 | TBD | 1 | [13 empty] | No | Yes | ? | No | No
11240 | 23 | HVAC |  | Fire Smoke Dampers |  |  | TBD | 1 | TBD | 1 | TBD | 1 | [13 empty] | No | Yes | ? | No | No
11240 | 23 | HVAC |  | Roof Curbs |  |  | TBD | 1 | TBD | 1 | TBD | 1 | [13 empty] | No | No | No | No | No
11240 | 23 | HVAC |  | Exterior Ductwork |  |  | TBD | 1 | TBD | 1 | TBD | 1 | [13 empty] | No | No | No | No | No
11240 | 23 | HVAC |  | Exterior Grilles |  |  | TBD | 1 | TBD | 1 | TBD | 1 | [13 empty] | No | No | No | No | No
11240 | 26 | Electrical |  | UPS - Uninteruptable Power Supply |  |  | TBD | 1 | TBD | 1 | TBD | 1 | [13 empty] | No | Yes | Yes | Yes | Yes
11240 | 26 | Electrical |  | Washing Machine / Dryer |  |  | TBD | 1 | TBD | 1 | TBD | 1 | [13 empty] | No | Yes | Yes | Yes | Yes
11240 | 26 | Electrical |  | Electric Meter |  |  | TBD | 1 | TBD | 1 | TBD | 1 | [13 empty] | No | Yes | Yes | No | No
11240 | 26 | Electrical |  | Elevator Smoke Door |  |  | TBD | 1 | TBD | 1 | TBD | 1 | [13 empty] | No | Yes | Yes | No | No
11240 | 26 | Electrical |  | Lighting Control Panel; Network Lighting Controls |  |  | TBD | 1 | TBD | 1 | TBD | 1 | [13 empty] | No | Yes | Yes | No | No
11240 | 26 | Electrical |  | Bloom boxes - power |  |  | TBD | 1 | TBD | 1 | TBD | 1 | [13 empty] | No | Yes | No | Yes | No
11240 | 26 | Electrical |  | SDGE Box |  |  | TBD | 1 | TBD | 1 | TBD | 1 | [13 empty] | No | Yes | No | No | No
11240 | 26 | Electrical |  | Street Light / Pathway Light |  |  | TBD | 1 | TBD | 1 | TBD | 1 | [13 empty] | No | Yes | No | No | No
11240 | 26 | Electrical |  | Dedicated Power for BTU Meter (Gas Meter) |  |  | TBD | 1 | TBD | 1 | TBD | 1 | [13 empty] | No | Yes | No | No | No
11240 | 26 | Electrical |  | Egress / Emergency Lighting |  |  | TBD | 1 | TBD | 1 | TBD | 1 | [13 empty] | No | Yes | No | Yes | Yes
11240 | 26 | Electrical |  | Elec hand wash / sink |  |  | TBD | 1 | TBD | 1 | TBD | 1 | [13 empty] | No | Yes | No | No | No
11240 | 26 | Electrical |  | Electrical Cabinets and Enclosures |  |  | TBD | 1 | TBD | 1 | TBD | 1 | [13 empty] | No | Yes | No | No | No
11240 | 26 | Electrical |  | Lighting Fixtures; Luminaire Schedule |  |  | TBD | 1 | TBD | 1 | TBD | 1 | [13 empty] | No | Yes | No | No | No
11240 | 26 | Electrical |  | Lighting Inverter |  |  | TBD | 1 | TBD | 1 | TBD | 1 | [13 empty] | No | Yes | No | No | No
11240 | 26 | Electrical |  | Panel Boards |  |  | TBD | 1 | TBD | 1 | TBD | 1 | [13 empty] | No | Yes | No | No | No
11240 | 26 | Electrical |  | Switchboards; Wall-Mounted Panelboards |  |  | TBD | 1 | TBD | 1 | TBD | 1 | [13 empty] | No | Yes | No | No | No
11240 | 26 | Electrical |  | Transformer |  |  | TBD | 1 | TBD | 1 | TBD | 1 | [13 empty] | No | Yes | No | No | No
11240 | 26 | Electrical |  | TVSS - Transient Voltage Surge Suppressor |  |  | TBD | 1 | TBD | 1 | TBD | 1 | [13 empty] | No | Yes | No | No | No
11240 | 26 | Electrical |  | Solar Panels |  |  | TBD | 1 | TBD | 1 | TBD | 1 | [13 empty] | No | Yes | ? | No | No
11240 | 26 | Electrical |  | Junction Boxes |  |  | TBD | 1 | TBD | 1 | TBD | 1 | [13 empty] | No | No | No | No | No
11240 | 26 | Electrical |  | Substation?? |  |  | TBD | 1 | TBD | 1 | TBD | 1 | [13 empty] | No | No | No | No | No
11240 | 26 | Electrical |  | Elec outlets / power outlets |  |  | TBD | 1 | TBD | 1 | TBD | 1 | [13 empty] | No | ? | No | No | No
11240 | 26 | Electrical |  | Wall Switch |  |  | TBD | 1 | TBD | 1 | TBD | 1 | [13 empty] | No | ? | No | No | No
11240 | 26 | Electrical |  | Cert of Compliance - Indoor Lighting (see 04-110817 E Sheets) |  |  | TBD | 1 | TBD | 1 | TBD | 1 | [13 empty] | No | ? | No | No | No
11240 | 26 | Electrical |  | Cert of Compliance - Outdoor Lighting (see 04-110817 E Sheets) |  |  | TBD | 1 | TBD | 1 | TBD | 1 | [13 empty] | No | ? | No | No | No
11240 | 27 | Communications (…AV) |  | Assisted Listening System Receivers |  |  | TBD | 1 | TBD | 1 | TBD | 1 | [13 empty] | No | Yes | Yes | Yes | Yes
11240 | 27 | Communications (…AV) |  | Projector (LCD - Ceiling Mounted) |  |  | TBD | 1 | TBD | 1 | TBD | 1 | [13 empty] | No | Yes | Yes | Yes | Yes
11240 | 27 | Communications (…AV) |  | Teaching Podium Control Stations |  |  | TBD | 1 | TBD | 1 | TBD | 1 | [13 empty] | No | Yes | Yes | Yes | Yes
11240 | 27 | Communications (…AV) |  | Television / Monitor |  |  | TBD | 1 | TBD | 1 | TBD | 1 | [13 empty] | No | Yes | Yes | Yes | Yes
11240 | 27 | Communications (…AV) |  | Clocks |  |  | TBD | 1 | TBD | 1 | TBD | 1 | [13 empty] | No | Yes | No | No | No
11240 | 27 | Communications (…AV) |  | Public Announcement System |  |  | TBD | 1 | TBD | 1 | TBD | 1 | [13 empty] | No | Yes | No | No | No
11240 | 27 | Communications (…AV) |  | BlueRay/DVD/Video Streamer |  |  | TBD | 1 | TBD | 1 | TBD | 1 | [13 empty] | No | Yes | ? | Yes | ?
11240 | 27 | Communications (…AV) |  | LCD Screens / Digital Signage |  |  | TBD | 1 | TBD | 1 | TBD | 1 | [13 empty] | No | Yes | ? | No | No
11240 | 27 | Communications (…AV) |  | Data Outlet |  |  | TBD | 1 | TBD | 1 | TBD | 1 | [13 empty] | No | No | ? | No | No
11240 | 28 | Elec-Safety/Security | Fire | Heat Detector |  |  | TBD | 1 | TBD | 1 | TBD | 1 | [13 empty] | No | Yes | ? | No | No
11240 | 28 | Elec-Safety/Security | Fire | Horn/Strobe |  |  | TBD | 1 | TBD | 1 | TBD | 1 | [13 empty] | No | Yes | ? | No | No
11240 | 28 | Elec-Safety/Security | Fire | Manual Pull Stations |  |  | TBD | 1 | TBD | 1 | TBD | 1 | [13 empty] | No | Yes | ? | No | No
11240 | 28 | Elec-Safety/Security | Fire | Mini Horn |  |  | TBD | 1 | TBD | 1 | TBD | 1 | [13 empty] | No | Yes | ? | No | No
11240 | 28 | Elec-Safety/Security | Security | Motion Detector |  |  | TBD | 1 | TBD | 1 | TBD | 1 | [13 empty] | No | Yes | ? | No | No
11240 | 28 | Elec-Safety/Security | Security | Panic Switch |  |  | TBD | 1 | TBD | 1 | TBD | 1 | [13 empty] | No | Yes | ? | No | No
11240 | 28 | Elec-Safety/Security |  | Battery Backup -- see UPS |  |  | TBD | 1 | TBD | 1 | TBD | 1 | [13 empty] | No | Yes | Yes | Yes | Yes
11240 | 28 | Elec-Safety/Security |  | Card Reader / Security / Keypad |  |  | TBD | 1 | TBD | 1 | TBD | 1 | [13 empty] | No | Yes | Yes | No | No
11240 | 28 | Elec-Safety/Security |  | Door Contact |  |  | TBD | 1 | TBD | 1 | TBD | 1 | [13 empty] | No | Yes | Yes | No | No
11240 | 28 | Elec-Safety/Security |  | Fire Alarm LCD Annunciator Panel; Notifier Panels |  |  | TBD | 1 | TBD | 1 | TBD | 1 | [13 empty] | No | Yes | Yes | No | No
11240 | 28 | Elec-Safety/Security |  | Fire Sprinkler System (Existence of in Building) |  |  | TBD | 1 | TBD | 1 | TBD | 1 | [13 empty] | No | Yes | Yes | No | No
11240 | 28 | Elec-Safety/Security |  | Security Alarm/Keypad |  |  | TBD | 1 | TBD | 1 | TBD | 1 | [13 empty] | No | Yes | Yes | No | No
11240 | 28 | Elec-Safety/Security |  | Smoke Guard |  |  | TBD | 1 | TBD | 1 | TBD | 1 | [13 empty] | No | Yes | No | No | No
11240 | 28 | Elec-Safety/Security |  | Access Control Panel |  |  | TBD | 1 | TBD | 1 | TBD | 1 | [13 empty] | No | Yes | No | No | No
11240 | 28 | Elec-Safety/Security |  | Emergency Telephone Box; Emergency Wall Phone |  |  | TBD | 1 | TBD | 1 | TBD | 1 | [13 empty] | No | Yes | No | No | No
11240 | 28 | Elec-Safety/Security |  | Fire Alarm Relays |  |  | TBD | 1 | TBD | 1 | TBD | 1 | [13 empty] | No | Yes | No | No | No
11240 | 28 | Elec-Safety/Security |  | Fire Alarm Transponder |  |  | TBD | 1 | TBD | 1 | TBD | 1 | [13 empty] | No | Yes | No | No | No
11240 | 28 | Elec-Safety/Security |  | Fire Smoke Dampers |  |  | TBD | 1 | TBD | 1 | TBD | 1 | [13 empty] | No | Yes | No | No | No
11240 | 28 | Elec-Safety/Security |  | Fire Sprinkler Control Panel |  |  | TBD | 1 | TBD | 1 | TBD | 1 | [13 empty] | No | Yes | No | No | No
11240 | 28 | Elec-Safety/Security |  | Carbon Dioxide Sensor |  |  | TBD | 1 | TBD | 1 | TBD | 1 | [13 empty] | No | Yes | ? | No | No
11240 | 28 | Elec-Safety/Security |  | FACP - Fire Alarm Control Panel |  |  | TBD | 1 | TBD | 1 | TBD | 1 | [13 empty] | No | Yes | ? | No | No
11240 | 28 | Elec-Safety/Security |  | FATC - Fire Alarm Terminal Cabinet |  |  | TBD | 1 | TBD | 1 | TBD | 1 | [13 empty] | No | Yes | ? | No | No
11240 | 28 | Elec-Safety/Security |  | Fire Strobes |  |  | TBD | 1 | TBD | 1 | TBD | 1 | [13 empty] | No | Yes | ? | No | No
11240 | 28 | Elec-Safety/Security |  | FSCP - Firefighter's Smoke Control Panel |  |  | TBD | 1 | TBD | 1 | TBD | 1 | [13 empty] | No | Yes | ? | No | No
11240 | 28 | Elec-Safety/Security |  | Knox Box |  |  | TBD | 1 | TBD | 1 | TBD | 1 | [13 empty] | No | Yes | ? | No | No
11240 | 28 | Elec-Safety/Security |  | Pre-Action Release Panel |  |  | TBD | 1 | TBD | 1 | TBD | 1 | [13 empty] | No | Yes | ? | No | No
11240 | 28 | Elec-Safety/Security |  | Projector Alarm with Relay |  |  | TBD | 1 | TBD | 1 | TBD | 1 | [13 empty] | No | Yes | ? | No | No
11240 | 28 | Elec-Safety/Security |  | SCDC - Smoke Control Damper Cabinet |  |  | TBD | 1 | TBD | 1 | TBD | 1 | [13 empty] | No | Yes | ? | No | No
11240 | 28 | Elec-Safety/Security |  | SCTC - Smoke Control Terminal Cabinet |  |  | TBD | 1 | TBD | 1 | TBD | 1 | [13 empty] | No | Yes | ? | No | No
11240 | 28 | Elec-Safety/Security |  | Security Cameras (CCTV?) |  |  | TBD | 1 | TBD | 1 | TBD | 1 | [13 empty] | No | Yes | ? | No | No
11240 | 28 | Elec-Safety/Security |  | Smoke Detectors |  |  | TBD | 1 | TBD | 1 | TBD | 1 | [13 empty] | No | Yes | ? | No | No
11240 | 31 | Earthwork |  | Retaining Walls |  |  | TBD | 1 | TBD | 1 | TBD | 1 | [13 empty] | No | No | No | No | No
11240 | 31 | Earthwork |  | Caissons |  |  | TBD | 1 | TBD | 1 | TBD | 1 | [13 empty] | No | No | No | No | No
11240 | 32 | Ext-Improvements |  | Site benches |  |  | TBD | 1 | TBD | 1 | TBD | 1 | [13 empty] | No | Yes | Yes | Yes | No
11240 | 32 | Ext-Improvements |  | Exterior kiosk |  |  | TBD | 1 | TBD | 1 | TBD | 1 | [13 empty] | No | Yes | Yes | Yes | Yes
11240 | 32 | Ext-Improvements |  | ADA Curb Ramps |  |  | TBD | 1 | TBD | 1 | TBD | 1 | [13 empty] | No | Yes | No | No | No
11240 | 32 | Ext-Improvements |  | ADA Ramps |  |  | TBD | 1 | TBD | 1 | TBD | 1 | [13 empty] | No | Yes | No | No | No
11240 | 32 | Ext-Improvements |  | Traffic Control - Signs/Speed Bumps |  |  | TBD | 1 | TBD | 1 | TBD | 1 | [13 empty] | No | Yes | No | No | No
11240 | 32 | Ext-Improvements |  | Trees |  |  | TBD | 1 | TBD | 1 | TBD | 1 | [13 empty] | No | Yes | No | No | No
11240 | 32 | Ext-Improvements |  | Motorized Gate / Controllers |  |  | TBD | 1 | TBD | 1 | TBD | 1 | [13 empty] | No | Yes | No | No | No
11240 | 32 | Ext-Improvements |  | Parking sensors |  |  | TBD | 1 | TBD | 1 | TBD | 1 | [13 empty] | No | Yes | No | No | No
11240 | 32 | Ext-Improvements |  | Patio furniture |  |  | TBD | 1 | TBD | 1 | TBD | 1 | [13 empty] | No | Yes | No | Yes | No
11240 | 32 | Ext-Improvements |  | Backflow Device |  |  | TBD | 1 | TBD | 1 | TBD | 1 | [13 empty] | No | Yes | ? | No | No
11240 | 32 | Ext-Improvements |  | Flow Sensor |  |  | TBD | 1 | TBD | 1 | TBD | 1 | [13 empty] | No | Yes | ? | No | No
11240 | 32 | Ext-Improvements |  | Irrigation Controller |  |  | TBD | 1 | TBD | 1 | TBD | 1 | [13 empty] | No | Yes | ? | No | No
11240 | 32 | Ext-Improvements |  | Irrigation Heads/Bubblers |  |  | TBD | 1 | TBD | 1 | TBD | 1 | [13 empty] | No | Yes | ? | No | No
11240 | 32 | Ext-Improvements |  | Irrigation Meter |  |  | TBD | 1 | TBD | 1 | TBD | 1 | [13 empty] | No | Yes | ? | No | No
11240 | 32 | Ext-Improvements |  | Irrigation Valves - in General |  |  | TBD | 1 | TBD | 1 | TBD | 1 | [13 empty] | No | Yes | ? | No | No
11240 | 32 | Ext-Improvements |  | Exterior Temperature Sensor |  |  | TBD | 1 | TBD | 1 | TBD | 1 | [13 empty] | No | Yes | ? | No | No
11240 | 32 | Ext-Improvements |  | Curb and Gutter |  |  | TBD | 1 | TBD | 1 | TBD | 1 | [13 empty] | No | No | No | No | No
11240 | 32 | Ext-Improvements |  | Curb Ramps |  |  | TBD | 1 | TBD | 1 | TBD | 1 | [13 empty] | No | No | No | No | No
11240 | 32 | Ext-Improvements |  | Driveway/Hardscape/Pavers |  |  | TBD | 1 | TBD | 1 | TBD | 1 | [13 empty] | No | No | No | No | No
11240 | 32 | Ext-Improvements |  | Downspouts |  |  | TBD | 1 | TBD | 1 | TBD | 1 | [13 empty] | No | No | No | No | No
11240 | 32 | Ext-Improvements |  | Fence |  |  | TBD | 1 | TBD | 1 | TBD | 1 | [13 empty] | No | No | No | No | No
11240 | 32 | Ext-Improvements |  | Irrigation Valves (Air Relief Valve) |  |  | TBD | 1 | TBD | 1 | TBD | 1 | [13 empty] | No | No | No | No | No
11240 | 32 | Ext-Improvements |  | Irrigation Valves (Ball Valve) |  |  | TBD | 1 | TBD | 1 | TBD | 1 | [13 empty] | No | No | No | No | No
11240 | 32 | Ext-Improvements |  | Irrigation Valves (Master Control) |  |  | TBD | 1 | TBD | 1 | TBD | 1 | [13 empty] | No | No | No | No | No
11240 | 32 | Ext-Improvements |  | Irrigation Valves (Quick Coupler Valve) |  |  | TBD | 1 | TBD | 1 | TBD | 1 | [13 empty] | No | No | No | No | No
11240 | 32 | Ext-Improvements |  | Irrigation Valves (Remote Control) |  |  | TBD | 1 | TBD | 1 | TBD | 1 | [13 empty] | No | No | No | No | No
11240 | 32 | Ext-Improvements |  | Asphalt |  |  | TBD | 1 | TBD | 1 | TBD | 1 | [13 empty] | No | No | No | No | No
11240 | 32 | Ext-Improvements |  | Bollards |  |  | TBD | 1 | TBD | 1 | TBD | 1 | [13 empty] | No | No | No | No | No
11240 | 32 | Ext-Improvements |  | Gate - Non-Motorized |  |  | TBD | 1 | TBD | 1 | TBD | 1 | [13 empty] | No | No | No | No | No
11240 | 32 | Ext-Improvements |  | Iron Fencing |  |  | TBD | 1 | TBD | 1 | TBD | 1 | [13 empty] | No | No | No | No | No
11240 | 32 | Ext-Improvements |  | Parking Stops |  |  | TBD | 1 | TBD | 1 | TBD | 1 | [13 empty] | No | No | No | No | No
11240 | 32 | Ext-Improvements |  | Sidewalk / Exterior |  |  | TBD | 1 | TBD | 1 | TBD | 1 | [13 empty] | No | No | No | No | No
11240 | 33 | Utilities |  | Exterior Drain |  |  | TBD | 1 | TBD | 1 | TBD | 1 | [13 empty] | No | Yes | Yes | No | No
11240 | 33 | Utilities |  | Sewer Lateral |  |  | TBD | 1 | TBD | 1 | TBD | 1 | [13 empty] | No | Yes | Yes | No | No
11240 | 33 | Utilities |  | Sewer Line |  |  | TBD | 1 | TBD | 1 | TBD | 1 | [13 empty] | No | Yes | Yes | No | No
11240 | 33 | Utilities |  | Sewer Manhole/Box |  |  | TBD | 1 | TBD | 1 | TBD | 1 | [13 empty] | No | Yes | Yes | No | No
11240 | 33 | Utilities |  | Storm Drain |  |  | TBD | 1 | TBD | 1 | TBD | 1 | [13 empty] | No | Yes | Yes | No | No
11240 | 33 | Utilities |  | Storm Drain Manhole/Box |  |  | TBD | 1 | TBD | 1 | TBD | 1 | [13 empty] | No | Yes | Yes | No | No
11240 | 33 | Utilities |  | SWPPP BMP's |  |  | TBD | 1 | TBD | 1 | TBD | 1 | [13 empty] | No | Yes | Yes | No | No
11240 | 33 | Utilities |  | Water Lateral |  |  | TBD | 1 | TBD | 1 | TBD | 1 | [13 empty] | No | Yes | Yes | No | No
11240 | 33 | Utilities |  | Water Line |  |  | TBD | 1 | TBD | 1 | TBD | 1 | [13 empty] | No | Yes | Yes | No | No
11240 | 33 | Utilities |  | Water Meter Box |  |  | TBD | 1 | TBD | 1 | TBD | 1 | [13 empty] | No | Yes | Yes | No | No
11240 | 33 | Utilities |  | Gas Meters |  |  | TBD | 1 | TBD | 1 | TBD | 1 | [13 empty] | No | Yes | Yes | No | No
11240 | 33 | Utilities |  | Items with Pilot Lights (need to get re-lit after gas shutdown) |  |  | TBD | 1 | TBD | 1 | TBD | 1 | [13 empty] | No | Yes | ? | No | No
11240 | 33 | Utilities |  | Water Valve - types |  |  | TBD | 1 | TBD | 1 | TBD | 1 | [13 empty] | No | Yes | ? | No | No
11240 | 44 | Pollution/Waste-Equip |  | HazMat Storage |  |  | TBD | 1 | TBD | 1 | TBD | 1 | [13 empty] | No | Yes | ? | No | Yes
11240 | 45 | Industry | Science | Equipment - Science - Chemistry |  |  | TBD | 1 | TBD | 1 | TBD | 1 | [13 empty] | No | Yes | Yes | Yes | Yes
11240 | 45 | Industry | Science | Equipment - Science - Other |  |  | TBD | 1 | TBD | 1 | TBD | 1 | [13 empty] | No | Yes | Yes | Yes | Yes
11240 | 45 | Industry | Science | Equipment - Science - Astronomy |  |  | TBD | 1 | TBD | 1 | TBD | 1 | [13 empty] | No | Yes | Yes | Yes | Yes
11240 | 45 | Industry | Science | Equipment - Science - Biology |  |  | TBD | 1 | TBD | 1 | TBD | 1 | [13 empty] | No | Yes | Yes | Yes | Yes
11240 | 45 | Industry | Science | Equipment - Science - Cadaver / Equip |  |  | TBD | 1 | TBD | 1 | TBD | 1 | [13 empty] | No | Yes | ? | Yes | No
11240 | 45 | Industry |  | Fume Hoods |  |  | TBD | 1 | TBD | 1 | TBD | 1 | [13 empty] | No | Yes | Yes | Yes | No
11240 | 45 | Industry |  | Equipment - Sewing |  |  | TBD | 1 | TBD | 1 | TBD | 1 | [13 empty] | No | Yes | Yes | Yes | Yes
11240 | 45 | Industry |  | Equipment - Auto |  |  | TBD | 1 | TBD | 1 | TBD | 1 | [13 empty] | No | Yes | Yes | Yes | Yes
11240 | 45 | Industry |  | Equipment - Educational Electrical |  |  | TBD | 1 | TBD | 1 | TBD | 1 | [13 empty] | No | Yes | Yes | Yes | Yes
11240 | 45 | Industry |  | Equipment - Educational HVAC |  |  | TBD | 1 | TBD | 1 | TBD | 1 | [13 empty] | No | Yes | Yes | Yes | Yes
11240 | 45 | Industry |  | Equipment - Educational IT/GIS |  |  | TBD | 1 | TBD | 1 | TBD | 1 | [13 empty] | No | Yes | Yes | Yes | Yes
11240 | 45 | Industry |  | Equipment - Fine Art (i.e. Kilns) |  |  | TBD | 1 | TBD | 1 | TBD | 1 | [13 empty] | No | Yes | Yes | Yes | Yes
11240 | 45 | Industry |  | Equipment - Fitness / Exercise |  |  | TBD | 1 | TBD | 1 | TBD | 1 | [13 empty] | No | Yes | Yes | Yes | Yes
11240 | 45 | Industry |  | Equipment - Manufacturing Machinery |  |  | TBD | 1 | TBD | 1 | TBD | 1 | [13 empty] | No | Yes | Yes | Yes | Yes
11240 | 45 | Industry |  | Equipment - Medical / Dental |  |  | TBD | 1 | TBD | 1 | TBD | 1 | [13 empty] | No | Yes | Yes | Yes | Yes
11240 | 45 | Industry |  | Equipment - Agriculture (Greenhouse) |  |  | TBD | 1 | TBD | 1 | TBD | 1 | [13 empty] | No | Yes | No | Yes | No
11240 | 45 | Industry |  | Equipment - Animal Health |  |  | TBD | 1 | TBD | 1 | TBD | 1 | [13 empty] | No | Yes | No | Yes | No
11240 | 45 | Industry |  | Equipment - Aviation |  |  | TBD | 1 | TBD | 1 | TBD | 1 | [13 empty] | No | Yes | No | Yes | No
11240 | 45 | Industry |  | Equipment - Cosmotology / Fashion |  |  | TBD | 1 | TBD | 1 | TBD | 1 | [13 empty] | No | Yes | No | Yes | No
11240 | 45 | Industry |  | Equipment - Culinary |  |  | TBD | 1 | TBD | 1 | TBD | 1 | [13 empty] | No | Yes | No | Yes | No
11240 | 45 | Industry |  | Equipment - Fire EMT |  |  | TBD | 1 | TBD | 1 | TBD | 1 | [13 empty] | No | Yes | No | Yes | No
11240 | 45 | Industry |  | Equipment - Photography |  |  | TBD | 1 | TBD | 1 | TBD | 1 | [13 empty] | No | Yes | No | Yes | No
11240 | 45 | Industry |  | Equipment - Radio Station |  |  | TBD | 1 | TBD | 1 | TBD | 1 | [13 empty] | No | Yes | No | Yes | No
11240 | 45 | Industry |  | Equipment - Educational - Other |  |  | TBD | 1 | TBD | 1 | TBD | 1 | [13 empty] | No | Yes | No | Yes | No
11240 | 45 | Industry |  | Equipment - Theatre / Costuming |  |  | TBD | 1 | TBD | 1 | TBD | 1 | [13 empty] | No | Yes | No | Yes | No
11240 | 45 | Industry |  | Equipment - TV Studio |  |  | TBD | 1 | TBD | 1 | TBD | 1 | [13 empty] | No | Yes | No | Yes | No
11240 | 45 | Industry |  | Equipment - EVOC |  |  | TBD | 1 | TBD | 1 | TBD | 1 | [13 empty] | No | Yes | No | Yes | No
11240 | 45 | Industry |  | Emergency Eyewash Stations (2/26/18 CW says no systematic plan to check on jobwalk) |  |  | TBD | 1 | TBD | 1 | TBD | 1 | [13 empty] | No | Yes | No | Yes | No
11240 | 45 | Industry |  | Equipment - Sports (i.e. Pole Vault Mats) |  |  | TBD | 1 | TBD | 1 | TBD | 1 | [13 empty] | No | Yes | ? | No | No
11240 | 45 | Industry |  | Equipment - Music |  |  | TBD | 1 | TBD | 1 | TBD | 1 | [13 empty] | No | Yes | ? | Yes | No
11240 | 45 | Industry |  | Chemical Shelf / Storage Cabinet for Flammable Storage |  |  | TBD | 1 | TBD | 1 | TBD | 1 | [13 empty] | No | Yes | ? | No | No
11240 | A-50 | Furniture |  | filing cabinets |  |  | TBD | 1 | TBD | 1 | TBD | 1 | [13 empty] | No | Yes | Yes | Yes | Yes
11240 | A-50 | Furniture |  | tables |  |  | TBD | 1 | TBD | 1 | TBD | 1 | [13 empty] | No | Yes | Yes | Yes | Yes
11240 | A-50 | Furniture |  | desks |  |  | TBD | 1 | TBD | 1 | TBD | 1 | [13 empty] | No | Yes | Yes | Yes | Yes
11240 | A-50 | Furniture |  | chairs |  |  | TBD | 1 | TBD | 1 | TBD | 1 | [13 empty] | No | Yes | Yes | Yes | Yes
11240 | A-51 | Info-Tech |  | desk-lights |  |  | TBD | 1 | TBD | 1 | TBD | 1 | [13 empty] | Yes | No | No | No | No
11240 | A-51 | Info-Tech |  | keyboards / mice |  |  | TBD | 1 | TBD | 1 | TBD | 1 | [13 empty] | Yes | No | No | No | No
11240 | A-51 | Info-Tech |  | computers |  |  | TBD | 1 | TBD | 1 | TBD | 1 | [13 empty] | No | Yes | Yes | Yes | Yes
11240 | A-51 | Info-Tech |  | servers |  |  | TBD | 1 | TBD | 1 | TBD | 1 | [13 empty] | No | Yes | Yes | Yes | Yes
11240 | A-51 | Info-Tech |  | printers / copiers / scanners |  |  | TBD | 1 | TBD | 1 | TBD | 1 | [13 empty] | No | Yes | Yes | Yes | Yes
11240 | A-51 | Info-Tech |  | server UPS |  |  | TBD | 1 | TBD | 1 | TBD | 1 | [13 empty] | No | Yes | Yes | Yes | ?
11240 | A-51 | Info-Tech |  | software |  |  | TBD | 1 | TBD | 1 | TBD | 1 | [13 empty] | No | Yes | Yes | No | ?
11240 | A-52 | Police Equip |  | Weapons |  |  | TBD | 1 | TBD | 1 | TBD | 1 | [13 empty] | No | Yes | Yes | Yes | ?
11240 | A-53 | M&O Equip |  | Tools (over $200) |  |  | TBD | 1 | TBD | 1 | TBD | 1 | [13 empty] | No | Yes | Yes | Yes | No
11240 | A-53 | M&O Equip |  | compressors |  |  | TBD | 1 | TBD | 1 | TBD | 1 | [13 empty] | No | Yes | Yes | Yes | No
11240 | A-53 | M&O Equip |  | Forklifts, etc (DSC); cranes |  |  | TBD | 1 | TBD | 1 | TBD | 1 | [13 empty] | No | Yes | Yes | Yes | Yes
11240 | A-54 | Vehicles |  | Cars / Carts (DSC) |  |  | TBD | 1 | TBD | 1 | TBD | 1 | [13 empty] | No | Yes | Yes | Yes | Yes

## 11250
Project # | CSI Div | CSI Description | Sub-Group | Item | Make | Model | OM | OM_Count | Warranty | Warranty_Count | Submittals | Submittals_Count | General vs Fixed-Asset | Asset Tag # | FA Tag # | Building | Fusion # | Floor | Room | Latitude | Longitide | O&M Binder # | Warranty Start | Warranty Duration | Warranty Expires | Item a Consumable ? | Recommend Indiv item Tracking? | Currently Indiv item tracked? | Recommend Waldrop ID Tag? | Currently Waldrop ID Tag? | Contractor | Contract | Sheet | Sheet Reference
11250 | 5 | Metals |  | Misc Metal |  |  | Yes | 1 | Yes | 1 | Yes | 1 | [13 empty] | No | No | No | No | No
11250 | 6 | Wood, Plastics, etc. |  | Casework / Shelving / Counters |  |  | Yes | 1 | Yes | 1 | Yes | 1 | [13 empty] | No | Yes | No | No | No
11250 | 7 | Thermal/Moisture-Protect |  | Composite Metal Panel |  |  | No | 1 | No | 1 | No | 1 | [13 empty] | No | Yes | No | No | No
11250 | 7 | Thermal/Moisture-Protect |  | Rain Screen System |  |  | No | 1 | No | 1 | No | 1 | [13 empty] | No | Yes | No | No | No
11250 | 7 | Thermal/Moisture-Protect |  | Roof Accessories (i.e roof ladder; roof hatch) |  |  | N A | 1 | N A | 1 | N A | 1 | [13 empty] | No | Yes | No | No | No
11250 | 7 | Thermal/Moisture-Protect |  | Roofing (PVC) and other |  |  | N A | 1 | N A | 1 | N A | 1 | [13 empty] | No | Yes | No | No | No
11250 | 7 | Thermal/Moisture-Protect |  | Waterproofing (Other) |  |  | OK | 1 | OK | 1 | OK | 1 | [13 empty] | No | Yes | No | No | No
11250 | 7 | Thermal/Moisture-Protect |  | Roof Walking Pad |  |  | OK | 1 | OK | 1 | OK | 1 | [13 empty] | No | No | No | No | No
11250 | 7 | Thermal/Moisture-Protect |  | Solar Glass (see Solar Panels) |  |  | TBD | 1 | TBD | 1 | TBD | 1 | [13 empty] | No | No | No | No | No
11250 | 8 | Openings |  | Access Door |  |  | TBD | 1 | TBD | 1 | TBD | 1 | [13 empty] | No | Yes | No | No | No
11250 | 8 | Openings |  | Curtain Wall Exterior Window System |  |  | TBD | 1 | TBD | 1 | TBD | 1 | [13 empty] | No | Yes | No | No | No
11250 | 8 | Openings |  | Doors |  |  | TBD | 1 | TBD | 1 | TBD | 1 | [13 empty] | No | Yes | No | No | No
11250 | 8 | Openings |  | Hardware - panic devices |  |  | TBD | 1 | TBD | 1 | TBD | 1 | [13 empty] | No | Yes | No | No | No
11250 | 8 | Openings |  | Overhead coiling doors |  |  | TBD | 1 | TBD | 1 | TBD | 1 | [13 empty] | No | Yes | No | No | No
11250 | 8 | Openings |  | SolarTubes (Operable and not operable) |  |  | TBD | 1 | TBD | 1 | TBD | 1 | [13 empty] | No | Yes | No | No | No
11250 | 8 | Openings |  | Windows / Glazing |  |  | TBD | 1 | TBD | 1 | TBD | 1 | [13 empty] | No | Yes | No | No | No
11250 | 8 | Openings |  | Door Hardware - related to FLS; panic hardware/ elec door holdopens / (see also ADA access buttons) |  |  | TBD | 1 | TBD | 1 | TBD | 1 | [13 empty] | No | Yes | ? | No | No
11250 | 9 | Finishes |  | Paint (use for take-off SF estimates of paint?? - planning) |  |  | TBD | 1 | TBD | 1 | TBD | 1 | [13 empty] | Yes | Yes | No | No | No
11250 | 9 | Finishes |  | Anti-Graffiti Coating |  |  | TBD | 1 | TBD | 1 | TBD | 1 | [13 empty] | Yes | No | No | No | No
11250 | 9 | Finishes |  | Acoustic Panel Ceiling |  |  | TBD | 1 | TBD | 1 | TBD | 1 | [13 empty] | No | Yes | No | No | No
11250 | 9 | Finishes |  | Flooring - carpet |  |  | TBD | 1 | TBD | 1 | TBD | 1 | [13 empty] | No | Yes | No | No | no
11250 | 9 | Finishes |  | Flooring - other |  |  | TBD | 1 | TBD | 1 | TBD | 1 | [13 empty] | No | Yes | No | No | No
11250 | 9 | Finishes |  | Flooring - vct |  |  | TBD | 1 | TBD | 1 | TBD | 1 | [13 empty] | No | Yes | No | No | No
11250 | 9 | Finishes |  | Wall covering (fabric vs frp etc) - track manufacturer |  |  | TBD | 1 | TBD | 1 | TBD | 1 | [13 empty] | No | Yes | No | No | No
11250 | 10 | Specialties | Restroom | Paper Towel Dispenser |  |  | TBD | 1 | TBD | 1 | TBD | 1 | [13 empty] | Yes | No | No | No | No
11250 | 10 | Specialties | Restroom | Soap Dispenser |  |  | TBD | 1 | TBD | 1 | TBD | 1 | [13 empty] | Yes | No | No | No | No
11250 | 10 | Specialties | Restroom | Toilet Paper Dispenser |  |  | TBD | 1 | TBD | 1 | TBD | 1 | [13 empty] | Yes | No | No | No | No
11250 | 10 | Specialties | Restroom | Toilet Seat Cover Dispenser |  |  | TBD | 1 | TBD | 1 | TBD | 1 | [13 empty] | Yes | No | No | No | No
11250 | 10 | Specialties | Restroom | Elec Hand Dryer |  |  | TBD | 1 | TBD | 1 | TBD | 1 | [13 empty] | No | Yes | No | No | No
11250 | 10 | Specialties | Restroom | Sanitary Napkin/Tampon Dispenser |  |  | TBD | 1 | TBD | 1 | TBD | 1 | [13 empty] | No | Yes | No | No | No
11250 | 10 | Specialties | Restroom | Toilet & Urinal Compartments / Bathroom Stalls |  |  | TBD | 1 | TBD | 1 | TBD | 1 | [13 empty] | No | Yes | No | No | No
11250 | 10 | Specialties | Restroom | Baby Changing Apparatus in Bathroom |  |  | TBD | 1 | TBD | 1 | TBD | 1 | [13 empty] | No | Yes | No | No | No
11250 | 10 | Specialties | Restroom | ADA Bathroom Grab Bars |  |  | TBD | 1 | TBD | 1 | TBD | 1 | [13 empty] | No | No | No | No | No
11250 | 10 | Specialties | Restroom | Bathroom trash can (recessed) |  |  | TBD | 1 | TBD | 1 | TBD | 1 | [13 empty] | No | No | No | No | No
11250 | 10 | Specialties | Restroom | Mirror |  |  | TBD | 1 | TBD | 1 | TBD | 1 | [13 empty] | No | No | No | No | No
11250 | 10 | Specialties |  | Tack Board - small |  |  | TBD | 1 | TBD | 1 | TBD | 1 | [13 empty] | Yes | No | No | No | No
11250 | 10 | Specialties |  | White Boards - small |  |  | TBD | 1 | TBD | 1 | TBD | 1 | [13 empty] | Yes | No | No | No | No
11250 | 10 | Specialties |  | Fire Extinguishers /FE Cabinets |  |  | TBD | 1 | TBD | 1 | TBD | 1 | [13 empty] | No | Yes | Yes | Yes | No
11250 | 10 | Specialties |  | Modular Office Walls |  |  | TBD | 1 | TBD | 1 | TBD | 1 | [13 empty] | No | Yes | Yes | Yes | Yes
11250 | 10 | Specialties |  | Fire Curtain / Fire Wall |  |  | TBD | 1 | TBD | 1 | TBD | 1 | [13 empty] | No | Yes | Yes | No | Yes
11250 | 10 | Specialties |  | Defibrillator Cabinets |  |  | TBD | 1 | TBD | 1 | TBD | 1 | [13 empty] | No | Yes | No | No | No
11250 | 10 | Specialties |  | Display Case (i.e. Recessed Display Case / Lockable) |  |  | TBD | 1 | TBD | 1 | TBD | 1 | [13 empty] | No | Yes | No | No | No
11250 | 10 | Specialties |  | Operable Wall |  |  | TBD | 1 | TBD | 1 | TBD | 1 | [13 empty] | No | Yes | No | No | Yes
11250 | 10 | Specialties |  | Signage - Egress |  |  | TBD | 1 | TBD | 1 | TBD | 1 | [13 empty] | No | Yes | No | No | No
11250 | 10 | Specialties |  | Tack Board - large |  |  | TBD | 1 | TBD | 1 | TBD | 1 | [13 empty] | No | Yes | No | No | No
11250 | 10 | Specialties |  | White Boards - large |  |  | TBD | 1 | TBD | 1 | TBD | 1 | [13 empty] | No | Yes | No | No | No
11250 | 10 | Specialties |  | Parking Signage (incl ADA) |  |  | TBD | 1 | TBD | 1 | TBD | 1 | [13 empty] | No | Yes | ? | No | No
11250 | 10 | Specialties |  | Emergency Key Cabinets (i.e. Knox-Box) |  |  | TBD | 1 | TBD | 1 | TBD | 1 | [13 empty] | No | Yes | ? | No | No
11250 | 10 | Specialties |  | Corner Guard / Wall Guard |  |  | TBD | 1 | TBD | 1 | TBD | 1 | [13 empty] | No | No | No | No | No
11250 | 10 | Specialties |  | Locker room benches |  |  | TBD | 1 | TBD | 1 | TBD | 1 | [13 empty] | No | No | No | No | No
11250 | 10 | Specialties |  | Signage - Directional |  |  | TBD | 1 | TBD | 1 | TBD | 1 | [13 empty] | No | No | No | No | No
11250 | 10 | Specialties |  | Signage - Rooms |  |  | TBD | 1 | TBD | 1 | TBD | 1 | [13 empty] | No | No | No | No | No
11250 | 11 | Equipment | Classroom | Fixed Projection Screens (motorized and manual) |  |  | TBD | 1 | TBD | 1 | TBD | 1 | [13 empty] | No | Yes | ? | No | No
11250 | 11 | Equipment | Food-Service | Glove dispesner |  |  | TBD | 1 | TBD | 1 | TBD | 1 | [13 empty] | Yes | No | No | No | No
11250 | 11 | Equipment | Food-Service | Coffee Maker (i.e. Airpot; Expresso Machine/Grinder) |  |  | TBD | 1 | TBD | 1 | TBD | 1 | [13 empty] | No | Yes | Yes | Yes | Yes
11250 | 11 | Equipment | Food-Service | Dishwasher |  |  | TBD | 1 | TBD | 1 | TBD | 1 | [13 empty] | No | Yes | Yes | Yes | Yes
11250 | 11 | Equipment | Food-Service | Food Service Equipment (Other / Specialized) |  |  | TBD | 1 | TBD | 1 | TBD | 1 | [13 empty] | No | Yes | Yes | Yes | Yes
11250 | 11 | Equipment | Food-Service | Freezer / Walk-in Cooler -- Fixed |  |  | TBD | 1 | TBD | 1 | TBD | 1 | [13 empty] | No | Yes | Yes | No | Yes
11250 | 11 | Equipment | Food-Service | Freezer / Walk-in Cooler -- Non-Fixed |  |  | TBD | 1 | TBD | 1 | TBD | 1 | [13 empty] | No | Yes | Yes | Yes | Yes
11250 | 11 | Equipment | Food-Service | Ice Maker |  |  | TBD | 1 | TBD | 1 | TBD | 1 | [13 empty] | No | Yes | Yes | Yes | Yes
11250 | 11 | Equipment | Food-Service | Microwave |  |  | TBD | 1 | TBD | 1 | TBD | 1 | [13 empty] | No | Yes | Yes | Yes | Yes
11250 | 11 | Equipment | Food-Service | Mixer/Blender |  |  | TBD | 1 | TBD | 1 | TBD | 1 | [13 empty] | No | Yes | Yes | Yes | Yes
11250 | 11 | Equipment | Food-Service | Prep Sink |  |  | TBD | 1 | TBD | 1 | TBD | 1 | [13 empty] | No | Yes | Yes | Yes | Yes
11250 | 11 | Equipment | Food-Service | Oven |  |  | TBD | 1 | TBD | 1 | TBD | 1 | [13 empty] | No | Yes | Yes | No | Yes
11250 | 11 | Equipment | Food-Service | POS cash register / point of sale |  |  | TBD | 1 | TBD | 1 | TBD | 1 | [13 empty] | No | Yes | Yes | Yes | Yes
11250 | 11 | Equipment | Food-Service | Water Filration System |  |  | TBD | 1 | TBD | 1 | TBD | 1 | [13 empty] | No | Yes | Yes | Yes | Yes
11250 | 11 | Equipment | Food-Service | Food Service Sinks / Dipperwell Assembly |  |  | TBD | 1 | TBD | 1 | TBD | 1 | [13 empty] | No | Yes | No | No | No
11250 | 11 | Equipment | Food-Service | Freezer Merchandiser |  |  | TBD | 1 | TBD | 1 | TBD | 1 | [13 empty] | No | Yes | No | Yes | No
11250 | 11 | Equipment | Food-Service | Garbage disposer |  |  | TBD | 1 | TBD | 1 | TBD | 1 | [13 empty] | No | Yes | No | No | No
11250 | 11 | Equipment | Food-Service | Hot cabinets |  |  | TBD | 1 | TBD | 1 | TBD | 1 | [13 empty] | No | Yes | No | Yes | No
11250 | 11 | Equipment | Food-Service | General food service millwork |  |  | TBD | 1 | TBD | 1 | TBD | 1 | [13 empty] | No | Yes | No | No | No
11250 | 11 | Equipment |  | Parking Control Equipment (i.e. Parking Permit Machine) |  |  | TBD | 1 | TBD | 1 | TBD | 1 | [13 empty] | No | Yes | Yes | No | Yes
11250 | 11 | Equipment |  | Cabinets (with drawers/doors) |  |  | TBD | 1 | TBD | 1 | TBD | 1 | [13 empty] | No | Yes | No | No | No
11250 | 11 | Equipment |  | Counters (with drawers/doors) |  |  | TBD | 1 | TBD | 1 | TBD | 1 | [13 empty] | No | Yes | No | No | No
11250 | 11 | Equipment |  | Employee lockers |  |  | TBD | 1 | TBD | 1 | TBD | 1 | [13 empty] | No | Yes | No | No | Yes
11250 | 11 | Equipment |  | Faucet |  |  | TBD | 1 | TBD | 1 | TBD | 1 | [13 empty] | No | Yes | No | No | No
11250 | 11 | Equipment |  | Grease Interceprtor |  |  | TBD | 1 | TBD | 1 | TBD | 1 | [13 empty] | No | Yes | No | No | No
11250 | 11 | Equipment |  | Hot water heater |  |  | TBD | 1 | TBD | 1 | TBD | 1 | [13 empty] | No | Yes | No | No | No
11250 | 11 | Equipment |  | Knock Box |  |  | TBD | 1 | TBD | 1 | TBD | 1 | [13 empty] | No | Yes | No | No | No
11250 | 11 | Equipment |  | Window Washing Davit Base |  |  | TBD | 1 | TBD | 1 | TBD | 1 | [13 empty] | No | No | No | No | No
11250 | 11 | Equipment |  | Window Washing Equipment |  |  | TBD | 1 | TBD | 1 | TBD | 1 | [13 empty] | No | No | No | No | No
11250 | 12 | Furnishings | Office | Systems Furniture / Cubicles |  |  | TBD | 1 | TBD | 1 | TBD | 1 | [13 empty] | No | Yes | No | No | No
11250 | 12 | Furnishings | Site | Bench |  |  | TBD | 1 | TBD | 1 | TBD | 1 | [13 empty] | No | Yes | No | No | No
11250 | 12 | Furnishings | Site | Bike Rack |  |  | TBD | 1 | TBD | 1 | TBD | 1 | [13 empty] | No | Yes | No | No | No
11250 | 12 | Furnishings | Site | Bus Shelter |  |  | TBD | 1 | TBD | 1 | TBD | 1 | [13 empty] | No | Yes | No | No | No
11250 | 12 | Furnishings | Site | Picnic Table |  |  | TBD | 1 | TBD | 1 | TBD | 1 | [13 empty] | No | Yes | No | No | No
11250 | 12 | Furnishings | Site | Site Furnishings: Trash Can ' Litter Receptacle |  |  | TBD | 1 | TBD | 1 | TBD | 1 | [13 empty] | No | Yes | No | No | No
11250 | 12 | Furnishings |  | Furniture - Other |  |  | TBD | 1 | TBD | 1 | TBD | 1 | [13 empty] | No | Yes | Yes | Yes | Yes
11250 | 12 | Furnishings |  | Modular Canopy Shades |  |  | TBD | 1 | TBD | 1 | TBD | 1 | [13 empty] | No | Yes | No | No | No
11250 | 12 | Furnishings |  | Portable table with stacking chairs |  |  | TBD | 1 | TBD | 1 | TBD | 1 | [13 empty] | No | Yes | No | Yes | No
11250 | 12 | Furnishings |  | Auditorium Seating |  |  | TBD | 1 | TBD | 1 | TBD | 1 | [13 empty] | No | Yes | No | No | No
11250 | 12 | Furnishings |  | Blinds /Shades / Curtains (Window Covering) |  |  | TBD | 1 | TBD | 1 | TBD | 1 | [13 empty] | No | Yes | No | No | No
11250 | 12 | Furnishings |  | Student Chairs |  |  | TBD | 1 | TBD | 1 | TBD | 1 | [13 empty] | No | Yes | No | Yes | No
11250 | 12 | Furnishings |  | Student Desks |  |  | TBD | 1 | TBD | 1 | TBD | 1 | [13 empty] | No | Yes | No | Yes | No
11250 | 12 | Furnishings |  | Walk off Mat |  |  | TBD | 1 | TBD | 1 | TBD | 1 | [13 empty] | No | No | No | No | No
11250 | 12 | Furnishings |  | Stadium Seating |  |  | TBD | 1 | TBD | 1 | TBD | 1 | [13 empty] | No | No | No | No | No
11250 | 14 | Conveying-Equip |  | Elevator |  |  | TBD | 1 | TBD | 1 | TBD | 1 | [13 empty] | No | Yes | Yes | No | No
11250 | 14 | Conveying-Equip |  | Elevator Room Equipment |  |  | TBD | 1 | TBD | 1 | TBD | 1 | [13 empty] | No | Yes | Yes | No | No
11250 | 14 | Conveying-Equip |  | Wheelchair Lift |  |  | TBD | 1 | TBD | 1 | TBD | 1 | [13 empty] | No | Yes | Yes | No | No
11250 | 21 | Fire-Suppression |  | Fire Hydrant |  |  | TBD | 1 | TBD | 1 | TBD | 1 | [13 empty] | No | Yes | No | No | No
11250 | 21 | Fire-Suppression |  | Backflow Device |  |  | TBD | 1 | TBD | 1 | TBD | 1 | [13 empty] | No | Yes | No | No | No
11250 | 21 | Fire-Suppression |  | Fire Sprinkler Heads |  |  | TBD | 1 | TBD | 1 | TBD | 1 | [13 empty] | No | Yes | ? | No | No
11250 | 21 | Fire-Suppression |  | Fire Protection Standpipe Control Valve; Zone Control Riser Valve Assembly |  |  | TBD | 1 | TBD | 1 | TBD | 1 | [13 empty] | No | Yes | ? | No | No
11250 | 22 | Plumbing |  | Condensate Pump / Pump Sched Info |  |  | TBD | 1 | TBD | 1 | TBD | 1 | [13 empty] | No | Yes | Yes | No | No
11250 | 22 | Plumbing |  | Domestic Water storage tank on roof; tower |  |  | TBD | 1 | TBD | 1 | TBD | 1 | [13 empty] | No | Yes | Yes | No | No
11250 | 22 | Plumbing |  | Hot Water Circ Pump / Pump Sched Info |  |  | TBD | 1 | TBD | 1 | TBD | 1 | [13 empty] | No | Yes | Yes | No | No
11250 | 22 | Plumbing |  | Drinking Fountains (ADA etc) |  |  | TBD | 1 | TBD | 1 | TBD | 1 | [13 empty] | No | Yes | No | No | No
11250 | 22 | Plumbing |  | Toilet / Water Closet |  |  | TBD | 1 | TBD | 1 | TBD | 1 | [13 empty] | No | Yes | No | No | No
11250 | 22 | Plumbing |  | Drinking Fountain - Electric |  |  | TBD | 1 | TBD | 1 | TBD | 1 | [13 empty] | No | Yes | No | No | No
11250 | 22 | Plumbing |  | Mop Sink / Floor Sink |  |  | TBD | 1 | TBD | 1 | TBD | 1 | [13 empty] | No | Yes | No | No | No
11250 | 22 | Plumbing |  | Gas Meter |  |  | TBD | 1 | TBD | 1 | TBD | 1 | [13 empty] | No | Yes | No | No | No
11250 | 22 | Plumbing |  | Hose Bibb |  |  | TBD | 1 | TBD | 1 | TBD | 1 | [13 empty] | No | Yes | No | No | No
11250 | 22 | Plumbing |  | Lavatory (Bathroom as a Unit to be tracked) |  |  | TBD | 1 | TBD | 1 | TBD | 1 | [13 empty] | No | Yes | No | No | No
11250 | 22 | Plumbing |  | Roof drain / roof receptor |  |  | TBD | 1 | TBD | 1 | TBD | 1 | [13 empty] | No | Yes | No | No | No
11250 | 22 | Plumbing |  | Sink - Classroom |  |  | TBD | 1 | TBD | 1 | TBD | 1 | [13 empty] | No | Yes | No | No | No
11250 | 22 | Plumbing |  | Sink - Kitchenette |  |  | TBD | 1 | TBD | 1 | TBD | 1 | [13 empty] | No | Yes | No | No | No
11250 | 22 | Plumbing |  | Urinal |  |  | TBD | 1 | TBD | 1 | TBD | 1 | [13 empty] | No | Yes | No | No | No
11250 | 22 | Plumbing |  | Valves (inside/outside) |  |  | TBD | 1 | TBD | 1 | TBD | 1 | [13 empty] | No | Yes | No | No | No
11250 | 22 | Plumbing |  | Water Closet |  |  | TBD | 1 | TBD | 1 | TBD | 1 | [13 empty] | No | Yes | No | No | No
11250 | 22 | Plumbing |  | Boiler & tank; Water Heater (see Water Heater Schedule) |  |  | TBD | 1 | TBD | 1 | TBD | 1 | [13 empty] | No | Yes | No | No | No
11250 | 22 | Plumbing |  | Water Meter |  |  | TBD | 1 | TBD | 1 | TBD | 1 | [13 empty] | No | Yes | ? | No | No
11250 | 22 | Plumbing |  | Floor Drain |  |  | TBD | 1 | TBD | 1 | TBD | 1 | [13 empty] | No | No | No | No | No
11250 | 22 | Plumbing |  | CHWP (Chilled Water Pipe) |  |  | TBD | 1 | TBD | 1 | TBD | 1 | [13 empty] | No | No | No | No | No
11250 | 22 | Plumbing |  | HWP (Hot Water Pipe) |  |  | TBD | 1 | TBD | 1 | TBD | 1 | [13 empty] | No | No | No | No | No
11250 | 22 | Plumbing |  | Piping, etc |  |  | TBD | 1 | TBD | 1 | TBD | 1 | [13 empty] | No | No | No | No | No
11250 | 23 | HVAC |  | Filters |  |  | TBD | 1 | TBD | 1 | TBD | 1 | [13 empty] | Yes | Yes | Yes | No | No
11250 | 23 | HVAC |  | AH - Air Handling Unit - see AHU Schedule |  |  | TBD | 1 | TBD | 1 | TBD | 1 | [13 empty] | No | Yes | Yes | No | No
11250 | 23 | HVAC |  | Air Cooled Chiller - CH |  |  | TBD | 1 | TBD | 1 | TBD | 1 | [13 empty] | No | Yes | Yes | No | No
11250 | 23 | HVAC |  | Air Separator Schedule - AS |  |  | TBD | 1 | TBD | 1 | TBD | 1 | [13 empty] | No | Yes | Yes | No | No
11250 | 23 | HVAC |  | Chilled Water Pump |  |  | TBD | 1 | TBD | 1 | TBD | 1 | [13 empty] | No | Yes | Yes | No | No
11250 | 23 | HVAC |  | Condensing Unit |  |  | TBD | 1 | TBD | 1 | TBD | 1 | [13 empty] | No | Yes | Yes | No | No
11250 | 23 | HVAC |  | Controls Panel |  |  | TBD | 1 | TBD | 1 | TBD | 1 | [13 empty] | No | Yes | Yes | No | No
11250 | 23 | HVAC |  | CWST (ST) - Chilled Water Storage Tank |  |  | TBD | 1 | TBD | 1 | TBD | 1 | [13 empty] | No | Yes | Yes | No | No
11250 | 23 | HVAC |  | Exhast Fan - EF |  |  | TBD | 1 | TBD | 1 | TBD | 1 | [13 empty] | No | Yes | Yes | No | No
11250 | 23 | HVAC |  | Expansion Tank - ET |  |  | TBD | 1 | TBD | 1 | TBD | 1 | [13 empty] | No | Yes | Yes | No | No
11250 | 23 | HVAC |  | Hot Water Pump |  |  | TBD | 1 | TBD | 1 | TBD | 1 | [13 empty] | No | Yes | Yes | No | No
11250 | 23 | HVAC |  | Sensor |  |  | TBD | 1 | TBD | 1 | TBD | 1 | [13 empty] | No | Yes | Yes | No | No
11250 | 23 | HVAC |  | Split System - CU (Outside) |  |  | TBD | 1 | TBD | 1 | TBD | 1 | [13 empty] | No | Yes | Yes | No | No
11250 | 23 | HVAC |  | Split System - FC (Inside) |  |  | TBD | 1 | TBD | 1 | TBD | 1 | [13 empty] | No | Yes | Yes | No | No
11250 | 23 | HVAC |  | Thermostats |  |  | TBD | 1 | TBD | 1 | TBD | 1 | [13 empty] | No | Yes | Yes | No | No
11250 | 23 | HVAC |  | VAV - Variable Air Volume Terminal Schedule |  |  | TBD | 1 | TBD | 1 | TBD | 1 | [13 empty] | No | Yes | Yes | No | No
11250 | 23 | HVAC |  | Volume Damper |  |  | TBD | 1 | TBD | 1 | TBD | 1 | [13 empty] | No | Yes | Yes | No | No
11250 | 23 | HVAC |  | Operable Gate in Mechanical Screen |  |  | TBD | 1 | TBD | 1 | TBD | 1 | [13 empty] | No | Yes | No | No | No
11250 | 23 | HVAC |  | Performance Cert of Compliance Data - HVAC Zones -- See 04-110817 Mech Sheets |  |  | TBD | 1 | TBD | 1 | TBD | 1 | [13 empty] | No | Yes | No | No | No
11250 | 23 | HVAC |  | Cert of Compliance Data - Energy Checklist - Opaque Surfaces -- See 04-110817 Mech Sheets |  |  | TBD | 1 | TBD | 1 | TBD | 1 | [13 empty] | No | Yes | No | No | No
11250 | 23 | HVAC |  | Diffusers - Exhaust Air |  |  | TBD | 1 | TBD | 1 | TBD | 1 | [13 empty] | No | Yes | ? | No | No
11250 | 23 | HVAC |  | Diffusers - Return Air |  |  | TBD | 1 | TBD | 1 | TBD | 1 | [13 empty] | No | Yes | ? | No | No
11250 | 23 | HVAC |  | Diffusers - Supply Air |  |  | TBD | 1 | TBD | 1 | TBD | 1 | [13 empty] | No | Yes | ? | No | No
11250 | 23 | HVAC |  | Fire Smoke Dampers |  |  | TBD | 1 | TBD | 1 | TBD | 1 | [13 empty] | No | Yes | ? | No | No
11250 | 23 | HVAC |  | Roof Curbs |  |  | TBD | 1 | TBD | 1 | TBD | 1 | [13 empty] | No | No | No | No | No
11250 | 23 | HVAC |  | Exterior Ductwork |  |  | TBD | 1 | TBD | 1 | TBD | 1 | [13 empty] | No | No | No | No | No
11250 | 23 | HVAC |  | Exterior Grilles |  |  | TBD | 1 | TBD | 1 | TBD | 1 | [13 empty] | No | No | No | No | No
11250 | 26 | Electrical |  | UPS - Uninteruptable Power Supply |  |  | TBD | 1 | TBD | 1 | TBD | 1 | [13 empty] | No | Yes | Yes | Yes | Yes
11250 | 26 | Electrical |  | Washing Machine / Dryer |  |  | TBD | 1 | TBD | 1 | TBD | 1 | [13 empty] | No | Yes | Yes | Yes | Yes
11250 | 26 | Electrical |  | Electric Meter |  |  | TBD | 1 | TBD | 1 | TBD | 1 | [13 empty] | No | Yes | Yes | No | No
11250 | 26 | Electrical |  | Elevator Smoke Door |  |  | TBD | 1 | TBD | 1 | TBD | 1 | [13 empty] | No | Yes | Yes | No | No
11250 | 26 | Electrical |  | Lighting Control Panel; Network Lighting Controls |  |  | TBD | 1 | TBD | 1 | TBD | 1 | [13 empty] | No | Yes | Yes | No | No
11250 | 26 | Electrical |  | Bloom boxes - power |  |  | TBD | 1 | TBD | 1 | TBD | 1 | [13 empty] | No | Yes | No | Yes | No
11250 | 26 | Electrical |  | SDGE Box |  |  | TBD | 1 | TBD | 1 | TBD | 1 | [13 empty] | No | Yes | No | No | No
11250 | 26 | Electrical |  | Street Light / Pathway Light |  |  | TBD | 1 | TBD | 1 | TBD | 1 | [13 empty] | No | Yes | No | No | No
11250 | 26 | Electrical |  | Dedicated Power for BTU Meter (Gas Meter) |  |  | TBD | 1 | TBD | 1 | TBD | 1 | [13 empty] | No | Yes | No | No | No
11250 | 26 | Electrical |  | Egress / Emergency Lighting |  |  | TBD | 1 | TBD | 1 | TBD | 1 | [13 empty] | No | Yes | No | Yes | Yes
11250 | 26 | Electrical |  | Elec hand wash / sink |  |  | TBD | 1 | TBD | 1 | TBD | 1 | [13 empty] | No | Yes | No | No | No
11250 | 26 | Electrical |  | Electrical Cabinets and Enclosures |  |  | TBD | 1 | TBD | 1 | TBD | 1 | [13 empty] | No | Yes | No | No | No
11250 | 26 | Electrical |  | Lighting Fixtures; Luminaire Schedule |  |  | TBD | 1 | TBD | 1 | TBD | 1 | [13 empty] | No | Yes | No | No | No
11250 | 26 | Electrical |  | Lighting Inverter |  |  | TBD | 1 | TBD | 1 | TBD | 1 | [13 empty] | No | Yes | No | No | No
11250 | 26 | Electrical |  | Panel Boards |  |  | TBD | 1 | TBD | 1 | TBD | 1 | [13 empty] | No | Yes | No | No | No
11250 | 26 | Electrical |  | Switchboards; Wall-Mounted Panelboards |  |  | TBD | 1 | TBD | 1 | TBD | 1 | [13 empty] | No | Yes | No | No | No
11250 | 26 | Electrical |  | Transformer |  |  | TBD | 1 | TBD | 1 | TBD | 1 | [13 empty] | No | Yes | No | No | No
11250 | 26 | Electrical |  | TVSS - Transient Voltage Surge Suppressor |  |  | TBD | 1 | TBD | 1 | TBD | 1 | [13 empty] | No | Yes | No | No | No
11250 | 26 | Electrical |  | Solar Panels |  |  | TBD | 1 | TBD | 1 | TBD | 1 | [13 empty] | No | Yes | ? | No | No
11250 | 26 | Electrical |  | Junction Boxes |  |  | TBD | 1 | TBD | 1 | TBD | 1 | [13 empty] | No | No | No | No | No
11250 | 26 | Electrical |  | Substation?? |  |  | TBD | 1 | TBD | 1 | TBD | 1 | [13 empty] | No | No | No | No | No
11250 | 26 | Electrical |  | Elec outlets / power outlets |  |  | TBD | 1 | TBD | 1 | TBD | 1 | [13 empty] | No | ? | No | No | No
11250 | 26 | Electrical |  | Wall Switch |  |  | TBD | 1 | TBD | 1 | TBD | 1 | [13 empty] | No | ? | No | No | No
11250 | 26 | Electrical |  | Cert of Compliance - Indoor Lighting (see 04-110817 E Sheets) |  |  | TBD | 1 | TBD | 1 | TBD | 1 | [13 empty] | No | ? | No | No | No
11250 | 26 | Electrical |  | Cert of Compliance - Outdoor Lighting (see 04-110817 E Sheets) |  |  | TBD | 1 | TBD | 1 | TBD | 1 | [13 empty] | No | ? | No | No | No
11250 | 27 | Communications (…AV) |  | Assisted Listening System Receivers |  |  | TBD | 1 | TBD | 1 | TBD | 1 | [13 empty] | No | Yes | Yes | Yes | Yes
11250 | 27 | Communications (…AV) |  | Projector (LCD - Ceiling Mounted) |  |  | TBD | 1 | TBD | 1 | TBD | 1 | [13 empty] | No | Yes | Yes | Yes | Yes
11250 | 27 | Communications (…AV) |  | Teaching Podium Control Stations |  |  | TBD | 1 | TBD | 1 | TBD | 1 | [13 empty] | No | Yes | Yes | Yes | Yes
11250 | 27 | Communications (…AV) |  | Television / Monitor |  |  | TBD | 1 | TBD | 1 | TBD | 1 | [13 empty] | No | Yes | Yes | Yes | Yes
11250 | 27 | Communications (…AV) |  | Clocks |  |  | TBD | 1 | TBD | 1 | TBD | 1 | [13 empty] | No | Yes | No | No | No
11250 | 27 | Communications (…AV) |  | Public Announcement System |  |  | TBD | 1 | TBD | 1 | TBD | 1 | [13 empty] | No | Yes | No | No | No
11250 | 27 | Communications (…AV) |  | BlueRay/DVD/Video Streamer |  |  | TBD | 1 | TBD | 1 | TBD | 1 | [13 empty] | No | Yes | ? | Yes | ?
11250 | 27 | Communications (…AV) |  | LCD Screens / Digital Signage |  |  | TBD | 1 | TBD | 1 | TBD | 1 | [13 empty] | No | Yes | ? | No | No
11250 | 27 | Communications (…AV) |  | Data Outlet |  |  | TBD | 1 | TBD | 1 | TBD | 1 | [13 empty] | No | No | ? | No | No
11250 | 28 | Elec-Safety/Security | Fire | Heat Detector |  |  | TBD | 1 | TBD | 1 | TBD | 1 | [13 empty] | No | Yes | ? | No | No
11250 | 28 | Elec-Safety/Security | Fire | Horn/Strobe |  |  | TBD | 1 | TBD | 1 | TBD | 1 | [13 empty] | No | Yes | ? | No | No
11250 | 28 | Elec-Safety/Security | Fire | Manual Pull Stations |  |  | TBD | 1 | TBD | 1 | TBD | 1 | [13 empty] | No | Yes | ? | No | No
11250 | 28 | Elec-Safety/Security | Fire | Mini Horn |  |  | TBD | 1 | TBD | 1 | TBD | 1 | [13 empty] | No | Yes | ? | No | No
11250 | 28 | Elec-Safety/Security | Security | Motion Detector |  |  | TBD | 1 | TBD | 1 | TBD | 1 | [13 empty] | No | Yes | ? | No | No
11250 | 28 | Elec-Safety/Security | Security | Panic Switch |  |  | TBD | 1 | TBD | 1 | TBD | 1 | [13 empty] | No | Yes | ? | No | No
11250 | 28 | Elec-Safety/Security |  | Battery Backup -- see UPS |  |  | TBD | 1 | TBD | 1 | TBD | 1 | [13 empty] | No | Yes | Yes | Yes | Yes
11250 | 28 | Elec-Safety/Security |  | Card Reader / Security / Keypad |  |  | TBD | 1 | TBD | 1 | TBD | 1 | [13 empty] | No | Yes | Yes | No | No
11250 | 28 | Elec-Safety/Security |  | Door Contact |  |  | TBD | 1 | TBD | 1 | TBD | 1 | [13 empty] | No | Yes | Yes | No | No
11250 | 28 | Elec-Safety/Security |  | Fire Alarm LCD Annunciator Panel; Notifier Panels |  |  | TBD | 1 | TBD | 1 | TBD | 1 | [13 empty] | No | Yes | Yes | No | No
11250 | 28 | Elec-Safety/Security |  | Fire Sprinkler System (Existence of in Building) |  |  | TBD | 1 | TBD | 1 | TBD | 1 | [13 empty] | No | Yes | Yes | No | No
11250 | 28 | Elec-Safety/Security |  | Security Alarm/Keypad |  |  | TBD | 1 | TBD | 1 | TBD | 1 | [13 empty] | No | Yes | Yes | No | No
11250 | 28 | Elec-Safety/Security |  | Smoke Guard |  |  | TBD | 1 | TBD | 1 | TBD | 1 | [13 empty] | No | Yes | No | No | No
11250 | 28 | Elec-Safety/Security |  | Access Control Panel |  |  | TBD | 1 | TBD | 1 | TBD | 1 | [13 empty] | No | Yes | No | No | No
11250 | 28 | Elec-Safety/Security |  | Emergency Telephone Box; Emergency Wall Phone |  |  | TBD | 1 | TBD | 1 | TBD | 1 | [13 empty] | No | Yes | No | No | No
11250 | 28 | Elec-Safety/Security |  | Fire Alarm Relays |  |  | TBD | 1 | TBD | 1 | TBD | 1 | [13 empty] | No | Yes | No | No | No
11250 | 28 | Elec-Safety/Security |  | Fire Alarm Transponder |  |  | TBD | 1 | TBD | 1 | TBD | 1 | [13 empty] | No | Yes | No | No | No
11250 | 28 | Elec-Safety/Security |  | Fire Smoke Dampers |  |  | TBD | 1 | TBD | 1 | TBD | 1 | [13 empty] | No | Yes | No | No | No
11250 | 28 | Elec-Safety/Security |  | Fire Sprinkler Control Panel |  |  | TBD | 1 | TBD | 1 | TBD | 1 | [13 empty] | No | Yes | No | No | No
11250 | 28 | Elec-Safety/Security |  | Carbon Dioxide Sensor |  |  | TBD | 1 | TBD | 1 | TBD | 1 | [13 empty] | No | Yes | ? | No | No
11250 | 28 | Elec-Safety/Security |  | FACP - Fire Alarm Control Panel |  |  | TBD | 1 | TBD | 1 | TBD | 1 | [13 empty] | No | Yes | ? | No | No
11250 | 28 | Elec-Safety/Security |  | FATC - Fire Alarm Terminal Cabinet |  |  | TBD | 1 | TBD | 1 | TBD | 1 | [13 empty] | No | Yes | ? | No | No
11250 | 28 | Elec-Safety/Security |  | Fire Strobes |  |  | TBD | 1 | TBD | 1 | TBD | 1 | [13 empty] | No | Yes | ? | No | No
11250 | 28 | Elec-Safety/Security |  | FSCP - Firefighter's Smoke Control Panel |  |  | TBD | 1 | TBD | 1 | TBD | 1 | [13 empty] | No | Yes | ? | No | No
11250 | 28 | Elec-Safety/Security |  | Knox Box |  |  | TBD | 1 | TBD | 1 | TBD | 1 | [13 empty] | No | Yes | ? | No | No
11250 | 28 | Elec-Safety/Security |  | Pre-Action Release Panel |  |  | TBD | 1 | TBD | 1 | TBD | 1 | [13 empty] | No | Yes | ? | No | No
11250 | 28 | Elec-Safety/Security |  | Projector Alarm with Relay |  |  | TBD | 1 | TBD | 1 | TBD | 1 | [13 empty] | No | Yes | ? | No | No
11250 | 28 | Elec-Safety/Security |  | SCDC - Smoke Control Damper Cabinet |  |  | TBD | 1 | TBD | 1 | TBD | 1 | [13 empty] | No | Yes | ? | No | No
11250 | 28 | Elec-Safety/Security |  | SCTC - Smoke Control Terminal Cabinet |  |  | TBD | 1 | TBD | 1 | TBD | 1 | [13 empty] | No | Yes | ? | No | No
11250 | 28 | Elec-Safety/Security |  | Security Cameras (CCTV?) |  |  | TBD | 1 | TBD | 1 | TBD | 1 | [13 empty] | No | Yes | ? | No | No
11250 | 28 | Elec-Safety/Security |  | Smoke Detectors |  |  | TBD | 1 | TBD | 1 | TBD | 1 | [13 empty] | No | Yes | ? | No | No
11250 | 31 | Earthwork |  | Retaining Walls |  |  | TBD | 1 | TBD | 1 | TBD | 1 | [13 empty] | No | No | No | No | No
11250 | 31 | Earthwork |  | Caissons |  |  | TBD | 1 | TBD | 1 | TBD | 1 | [13 empty] | No | No | No | No | No
11250 | 32 | Ext-Improvements |  | Site benches |  |  | TBD | 1 | TBD | 1 | TBD | 1 | [13 empty] | No | Yes | Yes | Yes | No
11250 | 32 | Ext-Improvements |  | Exterior kiosk |  |  | TBD | 1 | TBD | 1 | TBD | 1 | [13 empty] | No | Yes | Yes | Yes | Yes
11250 | 32 | Ext-Improvements |  | ADA Curb Ramps |  |  | TBD | 1 | TBD | 1 | TBD | 1 | [13 empty] | No | Yes | No | No | No
11250 | 32 | Ext-Improvements |  | ADA Ramps |  |  | TBD | 1 | TBD | 1 | TBD | 1 | [13 empty] | No | Yes | No | No | No
11250 | 32 | Ext-Improvements |  | Traffic Control - Signs/Speed Bumps |  |  | TBD | 1 | TBD | 1 | TBD | 1 | [13 empty] | No | Yes | No | No | No
11250 | 32 | Ext-Improvements |  | Trees |  |  | TBD | 1 | TBD | 1 | TBD | 1 | [13 empty] | No | Yes | No | No | No
11250 | 32 | Ext-Improvements |  | Motorized Gate / Controllers |  |  | TBD | 1 | TBD | 1 | TBD | 1 | [13 empty] | No | Yes | No | No | No
11250 | 32 | Ext-Improvements |  | Parking sensors |  |  | TBD | 1 | TBD | 1 | TBD | 1 | [13 empty] | No | Yes | No | No | No
11250 | 32 | Ext-Improvements |  | Patio furniture |  |  | TBD | 1 | TBD | 1 | TBD | 1 | [13 empty] | No | Yes | No | Yes | No
11250 | 32 | Ext-Improvements |  | Backflow Device |  |  | TBD | 1 | TBD | 1 | TBD | 1 | [13 empty] | No | Yes | ? | No | No
11250 | 32 | Ext-Improvements |  | Flow Sensor |  |  | TBD | 1 | TBD | 1 | TBD | 1 | [13 empty] | No | Yes | ? | No | No
11250 | 32 | Ext-Improvements |  | Irrigation Controller |  |  | TBD | 1 | TBD | 1 | TBD | 1 | [13 empty] | No | Yes | ? | No | No
11250 | 32 | Ext-Improvements |  | Irrigation Heads/Bubblers |  |  | TBD | 1 | TBD | 1 | TBD | 1 | [13 empty] | No | Yes | ? | No | No
11250 | 32 | Ext-Improvements |  | Irrigation Meter |  |  | TBD | 1 | TBD | 1 | TBD | 1 | [13 empty] | No | Yes | ? | No | No
11250 | 32 | Ext-Improvements |  | Irrigation Valves - in General |  |  | TBD | 1 | TBD | 1 | TBD | 1 | [13 empty] | No | Yes | ? | No | No
11250 | 32 | Ext-Improvements |  | Exterior Temperature Sensor |  |  | TBD | 1 | TBD | 1 | TBD | 1 | [13 empty] | No | Yes | ? | No | No
11250 | 32 | Ext-Improvements |  | Curb and Gutter |  |  | TBD | 1 | TBD | 1 | TBD | 1 | [13 empty] | No | No | No | No | No
11250 | 32 | Ext-Improvements |  | Curb Ramps |  |  | TBD | 1 | TBD | 1 | TBD | 1 | [13 empty] | No | No | No | No | No
11250 | 32 | Ext-Improvements |  | Driveway/Hardscape/Pavers |  |  | TBD | 1 | TBD | 1 | TBD | 1 | [13 empty] | No | No | No | No | No
11250 | 32 | Ext-Improvements |  | Downspouts |  |  | TBD | 1 | TBD | 1 | TBD | 1 | [13 empty] | No | No | No | No | No
11250 | 32 | Ext-Improvements |  | Fence |  |  | TBD | 1 | TBD | 1 | TBD | 1 | [13 empty] | No | No | No | No | No
11250 | 32 | Ext-Improvements |  | Irrigation Valves (Air Relief Valve) |  |  | TBD | 1 | TBD | 1 | TBD | 1 | [13 empty] | No | No | No | No | No
11250 | 32 | Ext-Improvements |  | Irrigation Valves (Ball Valve) |  |  | TBD | 1 | TBD | 1 | TBD | 1 | [13 empty] | No | No | No | No | No
11250 | 32 | Ext-Improvements |  | Irrigation Valves (Master Control) |  |  | TBD | 1 | TBD | 1 | TBD | 1 | [13 empty] | No | No | No | No | No
11250 | 32 | Ext-Improvements |  | Irrigation Valves (Quick Coupler Valve) |  |  | TBD | 1 | TBD | 1 | TBD | 1 | [13 empty] | No | No | No | No | No
11250 | 32 | Ext-Improvements |  | Irrigation Valves (Remote Control) |  |  | TBD | 1 | TBD | 1 | TBD | 1 | [13 empty] | No | No | No | No | No
11250 | 32 | Ext-Improvements |  | Asphalt |  |  | TBD | 1 | TBD | 1 | TBD | 1 | [13 empty] | No | No | No | No | No
11250 | 32 | Ext-Improvements |  | Bollards |  |  | TBD | 1 | TBD | 1 | TBD | 1 | [13 empty] | No | No | No | No | No
11250 | 32 | Ext-Improvements |  | Gate - Non-Motorized |  |  | TBD | 1 | TBD | 1 | TBD | 1 | [13 empty] | No | No | No | No | No
11250 | 32 | Ext-Improvements |  | Iron Fencing |  |  | TBD | 1 | TBD | 1 | TBD | 1 | [13 empty] | No | No | No | No | No
11250 | 32 | Ext-Improvements |  | Parking Stops |  |  | TBD | 1 | TBD | 1 | TBD | 1 | [13 empty] | No | No | No | No | No
11250 | 32 | Ext-Improvements |  | Sidewalk / Exterior |  |  | TBD | 1 | TBD | 1 | TBD | 1 | [13 empty] | No | No | No | No | No
11250 | 33 | Utilities |  | Exterior Drain |  |  | TBD | 1 | TBD | 1 | TBD | 1 | [13 empty] | No | Yes | Yes | No | No
11250 | 33 | Utilities |  | Sewer Lateral |  |  | TBD | 1 | TBD | 1 | TBD | 1 | [13 empty] | No | Yes | Yes | No | No
11250 | 33 | Utilities |  | Sewer Line |  |  | TBD | 1 | TBD | 1 | TBD | 1 | [13 empty] | No | Yes | Yes | No | No
11250 | 33 | Utilities |  | Sewer Manhole/Box |  |  | TBD | 1 | TBD | 1 | TBD | 1 | [13 empty] | No | Yes | Yes | No | No
11250 | 33 | Utilities |  | Storm Drain |  |  | TBD | 1 | TBD | 1 | TBD | 1 | [13 empty] | No | Yes | Yes | No | No
11250 | 33 | Utilities |  | Storm Drain Manhole/Box |  |  | TBD | 1 | TBD | 1 | TBD | 1 | [13 empty] | No | Yes | Yes | No | No
11250 | 33 | Utilities |  | SWPPP BMP's |  |  | TBD | 1 | TBD | 1 | TBD | 1 | [13 empty] | No | Yes | Yes | No | No
11250 | 33 | Utilities |  | Water Lateral |  |  | TBD | 1 | TBD | 1 | TBD | 1 | [13 empty] | No | Yes | Yes | No | No
11250 | 33 | Utilities |  | Water Line |  |  | TBD | 1 | TBD | 1 | TBD | 1 | [13 empty] | No | Yes | Yes | No | No
11250 | 33 | Utilities |  | Water Meter Box |  |  | TBD | 1 | TBD | 1 | TBD | 1 | [13 empty] | No | Yes | Yes | No | No
11250 | 33 | Utilities |  | Gas Meters |  |  | TBD | 1 | TBD | 1 | TBD | 1 | [13 empty] | No | Yes | Yes | No | No
11250 | 33 | Utilities |  | Items with Pilot Lights (need to get re-lit after gas shutdown) |  |  | TBD | 1 | TBD | 1 | TBD | 1 | [13 empty] | No | Yes | ? | No | No
11250 | 33 | Utilities |  | Water Valve - types |  |  | TBD | 1 | TBD | 1 | TBD | 1 | [13 empty] | No | Yes | ? | No | No
11250 | 44 | Pollution/Waste-Equip |  | HazMat Storage |  |  | TBD | 1 | TBD | 1 | TBD | 1 | [13 empty] | No | Yes | ? | No | Yes
11250 | 45 | Industry | Science | Equipment - Science - Chemistry |  |  | TBD | 1 | TBD | 1 | TBD | 1 | [13 empty] | No | Yes | Yes | Yes | Yes
11250 | 45 | Industry | Science | Equipment - Science - Other |  |  | TBD | 1 | TBD | 1 | TBD | 1 | [13 empty] | No | Yes | Yes | Yes | Yes
11250 | 45 | Industry | Science | Equipment - Science - Astronomy |  |  | TBD | 1 | TBD | 1 | TBD | 1 | [13 empty] | No | Yes | Yes | Yes | Yes
11250 | 45 | Industry | Science | Equipment - Science - Biology |  |  | TBD | 1 | TBD | 1 | TBD | 1 | [13 empty] | No | Yes | Yes | Yes | Yes
11250 | 45 | Industry | Science | Equipment - Science - Cadaver / Equip |  |  | TBD | 1 | TBD | 1 | TBD | 1 | [13 empty] | No | Yes | ? | Yes | No
11250 | 45 | Industry |  | Fume Hoods |  |  | TBD | 1 | TBD | 1 | TBD | 1 | [13 empty] | No | Yes | Yes | Yes | No
11250 | 45 | Industry |  | Equipment - Sewing |  |  | TBD | 1 | TBD | 1 | TBD | 1 | [13 empty] | No | Yes | Yes | Yes | Yes
11250 | 45 | Industry |  | Equipment - Auto |  |  | TBD | 1 | TBD | 1 | TBD | 1 | [13 empty] | No | Yes | Yes | Yes | Yes
11250 | 45 | Industry |  | Equipment - Educational Electrical |  |  | TBD | 1 | TBD | 1 | TBD | 1 | [13 empty] | No | Yes | Yes | Yes | Yes
11250 | 45 | Industry |  | Equipment - Educational HVAC |  |  | TBD | 1 | TBD | 1 | TBD | 1 | [13 empty] | No | Yes | Yes | Yes | Yes
11250 | 45 | Industry |  | Equipment - Educational IT/GIS |  |  | TBD | 1 | TBD | 1 | TBD | 1 | [13 empty] | No | Yes | Yes | Yes | Yes
11250 | 45 | Industry |  | Equipment - Fine Art (i.e. Kilns) |  |  | TBD | 1 | TBD | 1 | TBD | 1 | [13 empty] | No | Yes | Yes | Yes | Yes
11250 | 45 | Industry |  | Equipment - Fitness / Exercise |  |  | TBD | 1 | TBD | 1 | TBD | 1 | [13 empty] | No | Yes | Yes | Yes | Yes
11250 | 45 | Industry |  | Equipment - Manufacturing Machinery |  |  | TBD | 1 | TBD | 1 | TBD | 1 | [13 empty] | No | Yes | Yes | Yes | Yes
11250 | 45 | Industry |  | Equipment - Medical / Dental |  |  | TBD | 1 | TBD | 1 | TBD | 1 | [13 empty] | No | Yes | Yes | Yes | Yes
11250 | 45 | Industry |  | Equipment - Agriculture (Greenhouse) |  |  | TBD | 1 | TBD | 1 | TBD | 1 | [13 empty] | No | Yes | No | Yes | No
11250 | 45 | Industry |  | Equipment - Animal Health |  |  | TBD | 1 | TBD | 1 | TBD | 1 | [13 empty] | No | Yes | No | Yes | No
11250 | 45 | Industry |  | Equipment - Aviation |  |  | TBD | 1 | TBD | 1 | TBD | 1 | [13 empty] | No | Yes | No | Yes | No
11250 | 45 | Industry |  | Equipment - Cosmotology / Fashion |  |  | TBD | 1 | TBD | 1 | TBD | 1 | [13 empty] | No | Yes | No | Yes | No
11250 | 45 | Industry |  | Equipment - Culinary |  |  | TBD | 1 | TBD | 1 | TBD | 1 | [13 empty] | No | Yes | No | Yes | No
11250 | 45 | Industry |  | Equipment - Fire EMT |  |  | TBD | 1 | TBD | 1 | TBD | 1 | [13 empty] | No | Yes | No | Yes | No
11250 | 45 | Industry |  | Equipment - Photography |  |  | TBD | 1 | TBD | 1 | TBD | 1 | [13 empty] | No | Yes | No | Yes | No
11250 | 45 | Industry |  | Equipment - Radio Station |  |  | TBD | 1 | TBD | 1 | TBD | 1 | [13 empty] | No | Yes | No | Yes | No
11250 | 45 | Industry |  | Equipment - Educational - Other |  |  | TBD | 1 | TBD | 1 | TBD | 1 | [13 empty] | No | Yes | No | Yes | No
11250 | 45 | Industry |  | Equipment - Theatre / Costuming |  |  | TBD | 1 | TBD | 1 | TBD | 1 | [13 empty] | No | Yes | No | Yes | No
11250 | 45 | Industry |  | Equipment - TV Studio |  |  | TBD | 1 | TBD | 1 | TBD | 1 | [13 empty] | No | Yes | No | Yes | No
11250 | 45 | Industry |  | Equipment - EVOC |  |  | TBD | 1 | TBD | 1 | TBD | 1 | [13 empty] | No | Yes | No | Yes | No
11250 | 45 | Industry |  | Emergency Eyewash Stations (2/26/18 CW says no systematic plan to check on jobwalk) |  |  | TBD | 1 | TBD | 1 | TBD | 1 | [13 empty] | No | Yes | No | Yes | No
11250 | 45 | Industry |  | Equipment - Sports (i.e. Pole Vault Mats) |  |  | TBD | 1 | TBD | 1 | TBD | 1 | [13 empty] | No | Yes | ? | No | No
11250 | 45 | Industry |  | Equipment - Music |  |  | TBD | 1 | TBD | 1 | TBD | 1 | [13 empty] | No | Yes | ? | Yes | No
11250 | 45 | Industry |  | Chemical Shelf / Storage Cabinet for Flammable Storage |  |  | TBD | 1 | TBD | 1 | TBD | 1 | [13 empty] | No | Yes | ? | No | No
11250 | A-50 | Furniture |  | filing cabinets |  |  | TBD | 1 | TBD | 1 | TBD | 1 | [13 empty] | No | Yes | Yes | Yes | Yes
11250 | A-50 | Furniture |  | tables |  |  | TBD | 1 | TBD | 1 | TBD | 1 | [13 empty] | No | Yes | Yes | Yes | Yes
11250 | A-50 | Furniture |  | desks |  |  | TBD | 1 | TBD | 1 | TBD | 1 | [13 empty] | No | Yes | Yes | Yes | Yes
11250 | A-50 | Furniture |  | chairs |  |  | TBD | 1 | TBD | 1 | TBD | 1 | [13 empty] | No | Yes | Yes | Yes | Yes
11250 | A-51 | Info-Tech |  | desk-lights |  |  | TBD | 1 | TBD | 1 | TBD | 1 | [13 empty] | Yes | No | No | No | No
11250 | A-51 | Info-Tech |  | keyboards / mice |  |  | TBD | 1 | TBD | 1 | TBD | 1 | [13 empty] | Yes | No | No | No | No
11250 | A-51 | Info-Tech |  | computers |  |  | TBD | 1 | TBD | 1 | TBD | 1 | [13 empty] | No | Yes | Yes | Yes | Yes
11250 | A-51 | Info-Tech |  | servers |  |  | TBD | 1 | TBD | 1 | TBD | 1 | [13 empty] | No | Yes | Yes | Yes | Yes
11250 | A-51 | Info-Tech |  | printers / copiers / scanners |  |  | TBD | 1 | TBD | 1 | TBD | 1 | [13 empty] | No | Yes | Yes | Yes | Yes
11250 | A-51 | Info-Tech |  | server UPS |  |  | TBD | 1 | TBD | 1 | TBD | 1 | [13 empty] | No | Yes | Yes | Yes | ?
11250 | A-51 | Info-Tech |  | software |  |  | TBD | 1 | TBD | 1 | TBD | 1 | [13 empty] | No | Yes | Yes | No | ?
11250 | A-52 | Police Equip |  | Weapons |  |  | TBD | 1 | TBD | 1 | TBD | 1 | [13 empty] | No | Yes | Yes | Yes | ?
11250 | A-53 | M&O Equip |  | Tools (over $200) |  |  | TBD | 1 | TBD | 1 | TBD | 1 | [13 empty] | No | Yes | Yes | Yes | No
11250 | A-53 | M&O Equip |  | compressors |  |  | TBD | 1 | TBD | 1 | TBD | 1 | [13 empty] | No | Yes | Yes | Yes | No
11250 | A-53 | M&O Equip |  | Forklifts, etc (DSC); cranes |  |  | TBD | 1 | TBD | 1 | TBD | 1 | [13 empty] | No | Yes | Yes | Yes | Yes
11250 | A-54 | Vehicles |  | Cars / Carts (DSC) |  |  | TBD | 1 | TBD | 1 | TBD | 1 | [13 empty] | No | Yes | Yes | Yes | Yes