## 11110
Project# | ProjectName | Campus | # | SheetColumn | SheetRow | Building | Fusion# | Floor | Room | RoomName | Latitude | Longitide | GeneralvsFixed | AssetIDNo | FAIDNo | Make | Model | SerialNo | CSI Div | CSI | SubGroup01 | SubGroup02 | SubGroup03 | SubGroup04 | Item | ClassPriority | ClassCompliance | ClassInterconnect | ClassWarranty | ClassCondition | ClassBlanket | Takeoff | Callout | Sheet | OM | OMBinderNo | OMTabNo | OMDigital | Submittal | SubmittalDigital | EqWarranty | EqWarrantyDigital | EqWarrantyDuration | EqWarrantyStarts | EqWarrantyExpires | LifeCycleDuration | LifeCycleExpires | ServiceContract | ServiceContractCo | DistrictResponsible | OrigContractor | OrigContract | CostEstimateatStart | Item a Consumable ? | Recommend Indiv item Tracking? | Currently Indiv item tracked? | Recommend Waldrop ID Tag? | Currently Waldrop ID Tag?
11110 | Humanities Building | City | [16 empty] | 5 | 05-Metals |  |  |  |  | Category: Misc Metal | [9 empty] | TBD |  |  |  | TBD |  | TBD | [12 empty] | No | No | No | No | No
11110 | Humanities Building | City | [16 empty] | 6 | 06-Wood, Plastics, etc. |  |  |  |  | Category: Casework / Shelving / Counters | [9 empty] | TBD |  |  |  | TBD |  | TBD | [12 empty] | No | Yes | No | No | No
11110 | Humanities Building | City | [16 empty] | 7 | 07-Thermal/Moisture-Protect |  |  |  |  | Category: Composite Metal Panel | [9 empty] | TBD |  |  |  | TBD |  | TBD | [12 empty] | No | Yes | No | No | No
11110 | Humanities Building | City | [16 empty] | 7 | 07-Thermal/Moisture-Protect |  |  |  |  | Category: Rain Screen System | [9 empty] | TBD |  |  |  | TBD |  | TBD | [12 empty] | No | Yes | No | No | No
11110 | Humanities Building | City | [16 empty] | 7 | 07-Thermal/Moisture-Protect |  |  |  |  | Category: Roof Accessories (i.e roof ladder; roof hatch) | [9 empty] | TBD |  |  |  | TBD |  | TBD | [12 empty] | No | Yes | No | No | No
11110 | Humanities Building | City | [16 empty] | 7 | 07-Thermal/Moisture-Protect |  |  |  |  | Category: Roofing (PVC) and other | [9 empty] | TBD |  |  |  | TBD |  | TBD | [12 empty] | No | Yes | No | No | No
11110 | Humanities Building | City | [16 empty] | 7 | 07-Thermal/Moisture-Protect |  |  |  |  | Category: Waterproofing (Other) | [9 empty] | TBD |  |  |  | TBD |  | TBD | [12 empty] | No | Yes | No | No | No
11110 | Humanities Building | City | [16 empty] | 7 | 07-Thermal/Moisture-Protect |  |  |  |  | Category: Roof Walking Pad | [9 empty] | TBD |  |  |  | TBD |  | TBD | [12 empty] | No | No | No | No | No
11110 | Humanities Building | City | [16 empty] | 7 | 07-Thermal/Moisture-Protect |  |  |  |  | Category: Solar Glass (see Solar Panels) | [9 empty] | TBD |  |  |  | TBD |  | TBD | [12 empty] | No | No | No | No | No
11110 | Humanities Building | City | [16 empty] | 8 | 08-Openings |  |  |  |  | Category: Access Door | [9 empty] | TBD |  |  |  | TBD |  | TBD | [12 empty] | No | Yes | No | No | No
11110 | Humanities Building | City | [16 empty] | 8 | 08-Openings |  |  |  |  | Category: Curtain Wall Exterior Window System | [9 empty] | TBD |  |  |  | TBD |  | TBD | [12 empty] | No | Yes | No | No | No
11110 | Humanities Building | City | [16 empty] | 8 | 08-Openings |  |  |  |  | Category: Doors | [9 empty] | TBD |  |  |  | TBD |  | TBD | [12 empty] | No | Yes | No | No | No
11110 | Humanities Building | City | [16 empty] | 8 | 08-Openings |  |  |  |  | Category: Hardware - panic devices | [9 empty] | TBD |  |  |  | TBD |  | TBD | [12 empty] | No | Yes | No | No | No
11110 | Humanities Building | City | [16 empty] | 8 | 08-Openings |  |  |  |  | Category: Overhead coiling doors | [9 empty] | TBD |  |  |  | TBD |  | TBD | [12 empty] | No | Yes | No | No | No
11110 | Humanities Building | City | [16 empty] | 8 | 08-Openings |  |  |  |  | Category: SolarTubes (Operable and not operable) | [9 empty] | TBD |  |  |  | TBD |  | TBD | [12 empty] | No | Yes | No | No | No
11110 | Humanities Building | City | [16 empty] | 8 | 08-Openings |  |  |  |  | Category: Windows / Glazing | [9 empty] | TBD |  |  |  | TBD |  | TBD | [12 empty] | No | Yes | No | No | No
11110 | Humanities Building | City | [16 empty] | 8 | 08-Openings |  |  |  |  | Category: Door Hardware - related to FLS; panic hardware/ elec door holdopens / (see also ADA access buttons) | [9 empty] | TBD |  |  |  | TBD |  | TBD | [12 empty] | No | Yes | ? | No | No
11110 | Humanities Building | City | [16 empty] | 9 | 09-Finishes |  |  |  |  | Category: Paint (use for take-off SF estimates of paint?? - planning) | [9 empty] | TBD |  |  |  | TBD |  | TBD | [12 empty] | Yes | Yes | No | No | No
11110 | Humanities Building | City | [16 empty] | 9 | 09-Finishes |  |  |  |  | Category: Anti-Graffiti Coating | [9 empty] | TBD |  |  |  | TBD |  | TBD | [12 empty] | Yes | No | No | No | No
11110 | Humanities Building | City | [16 empty] | 9 | 09-Finishes |  |  |  |  | Category: Acoustic Panel Ceiling | [9 empty] | TBD |  |  |  | TBD |  | TBD | [12 empty] | No | Yes | No | No | No
11110 | Humanities Building | City | [16 empty] | 9 | 09-Finishes |  |  |  |  | Category: Flooring - carpet | [9 empty] | TBD |  |  |  | TBD |  | TBD | [12 empty] | No | Yes | No | No | no
11110 | Humanities Building | City | [16 empty] | 9 | 09-Finishes |  |  |  |  | Category: Flooring - other | [9 empty] | TBD |  |  |  | TBD |  | TBD | [12 empty] | No | Yes | No | No | No
11110 | Humanities Building | City | [16 empty] | 9 | 09-Finishes |  |  |  |  | Category: Flooring - vct | [9 empty] | TBD |  |  |  | TBD |  | TBD | [12 empty] | No | Yes | No | No | No
11110 | Humanities Building | City | [16 empty] | 9 | 09-Finishes |  |  |  |  | Category: Wall covering (fabric vs frp etc) - track manufacturer | [9 empty] | TBD |  |  |  | TBD |  | TBD | [12 empty] | No | Yes | No | No | No
11110 | Humanities Building | City | [16 empty] | 10 | 10-Specialties | Restroom |  |  |  | Category: Paper Towel Dispenser | [9 empty] | TBD |  |  |  | TBD |  | TBD | [12 empty] | Yes | No | No | No | No
11110 | Humanities Building | City | [16 empty] | 10 | 10-Specialties | Restroom |  |  |  | Category: Soap Dispenser | [9 empty] | TBD |  |  |  | TBD |  | TBD | [12 empty] | Yes | No | No | No | No
11110 | Humanities Building | City | [16 empty] | 10 | 10-Specialties | Restroom |  |  |  | Category: Toilet Paper Dispenser | [9 empty] | TBD |  |  |  | TBD |  | TBD | [12 empty] | Yes | No | No | No | No
11110 | Humanities Building | City | [16 empty] | 10 | 10-Specialties | Restroom |  |  |  | Category: Toilet Seat Cover Dispenser | [9 empty] | TBD |  |  |  | TBD |  | TBD | [12 empty] | Yes | No | No | No | No
11110 | Humanities Building | City | [16 empty] | 10 | 10-Specialties | Restroom |  |  |  | Category: Elec Hand Dryer | [9 empty] | TBD |  |  |  | TBD |  | TBD | [12 empty] | No | Yes | No | No | No
11110 | Humanities Building | City | [16 empty] | 10 | 10-Specialties | Restroom |  |  |  | Category: Sanitary Napkin/Tampon Dispenser | [9 empty] | TBD |  |  |  | TBD |  | TBD | [12 empty] | No | Yes | No | No | No
11110 | Humanities Building | City | [16 empty] | 10 | 10-Specialties | Restroom |  |  |  | Category: Toilet & Urinal Compartments / Bathroom Stalls | [9 empty] | TBD |  |  |  | TBD |  | TBD | [12 empty] | No | Yes | No | No | No
11110 | Humanities Building | City | [16 empty] | 10 | 10-Specialties | Restroom |  |  |  | Category: Baby Changing Apparatus in Bathroom | [9 empty] | TBD |  |  |  | TBD |  | TBD | [12 empty] | No | Yes | No | No | No
11110 | Humanities Building | City | [16 empty] | 10 | 10-Specialties | Restroom |  |  |  | Category: ADA Bathroom Grab Bars | [9 empty] | TBD |  |  |  | TBD |  | TBD | [12 empty] | No | No | No | No | No
11110 | Humanities Building | City | [16 empty] | 10 | 10-Specialties | Restroom |  |  |  | Category: Bathroom trash can (recessed) | [9 empty] | TBD |  |  |  | TBD |  | TBD | [12 empty] | No | No | No | No | No
11110 | Humanities Building | City | [16 empty] | 10 | 10-Specialties | Restroom |  |  |  | Category: Mirror | [9 empty] | TBD |  |  |  | TBD |  | TBD | [12 empty] | No | No | No | No | No
11110 | Humanities Building | City | [16 empty] | 10 | 10-Specialties |  |  |  |  | Category: Tack Board - small | [9 empty] | TBD |  |  |  | TBD |  | TBD | [12 empty] | Yes | No | No | No | No
11110 | Humanities Building | City | [16 empty] | 10 | 10-Specialties |  |  |  |  | Category: White Boards - small | [9 empty] | TBD |  |  |  | TBD |  | TBD | [12 empty] | Yes | No | No | No | No
11110 | Humanities Building | City | [16 empty] | 10 | 10-Specialties |  |  |  |  | Category: Fire Extinguishers /FE Cabinets | [9 empty] | TBD |  |  |  | TBD |  | TBD | [12 empty] | No | Yes | Yes | Yes | No
11110 | Humanities Building | City | [16 empty] | 10 | 10-Specialties |  |  |  |  | Category: Modular Office Walls | [9 empty] | TBD |  |  |  | TBD |  | TBD | [12 empty] | No | Yes | Yes | Yes | Yes
11110 | Humanities Building | City | [16 empty] | 10 | 10-Specialties |  |  |  |  | Category: Fire Curtain / Fire Wall | [9 empty] | TBD |  |  |  | TBD |  | TBD | [12 empty] | No | Yes | Yes | No | Yes
11110 | Humanities Building | City | [16 empty] | 10 | 10-Specialties |  |  |  |  | Category: Defibrillator Cabinets | [9 empty] | TBD |  |  |  | TBD |  | TBD | [12 empty] | No | Yes | No | No | No
11110 | Humanities Building | City | [16 empty] | 10 | 10-Specialties |  |  |  |  | Category: Display Case (i.e. Recessed Display Case / Lockable) | [9 empty] | TBD |  |  |  | TBD |  | TBD | [12 empty] | No | Yes | No | No | No
11110 | Humanities Building | City | [16 empty] | 10 | 10-Specialties |  |  |  |  | Category: Operable Wall | [9 empty] | TBD |  |  |  | TBD |  | TBD | [12 empty] | No | Yes | No | No | Yes
11110 | Humanities Building | City | [16 empty] | 10 | 10-Specialties |  |  |  |  | Category: Signage - Egress | [9 empty] | TBD |  |  |  | TBD |  | TBD | [12 empty] | No | Yes | No | No | No
11110 | Humanities Building | City | [16 empty] | 10 | 10-Specialties |  |  |  |  | Category: Tack Board - large | [9 empty] | TBD |  |  |  | TBD |  | TBD | [12 empty] | No | Yes | No | No | No
11110 | Humanities Building | City | [16 empty] | 10 | 10-Specialties |  |  |  |  | Category: White Boards - large | [9 empty] | TBD |  |  |  | TBD |  | TBD | [12 empty] | No | Yes | No | No | No
11110 | Humanities Building | City | [16 empty] | 10 | 10-Specialties |  |  |  |  | Category: Parking Signage (incl ADA) | [9 empty] | TBD |  |  |  | TBD |  | TBD | [12 empty] | No | Yes | ? | No | No
11110 | Humanities Building | City | [16 empty] | 10 | 10-Specialties |  |  |  |  | Category: Emergency Key Cabinets (i.e. Knox-Box) | [9 empty] | TBD |  |  |  | TBD |  | TBD | [12 empty] | No | Yes | ? | No | No
11110 | Humanities Building | City | [16 empty] | 10 | 10-Specialties |  |  |  |  | Category: Corner Guard / Wall Guard | [9 empty] | TBD |  |  |  | TBD |  | TBD | [12 empty] | No | No | No | No | No
11110 | Humanities Building | City | [16 empty] | 10 | 10-Specialties |  |  |  |  | Category: Locker room benches | [9 empty] | TBD |  |  |  | TBD |  | TBD | [12 empty] | No | No | No | No | No
11110 | Humanities Building | City | [16 empty] | 10 | 10-Specialties |  |  |  |  | Category: Signage - Directional | [9 empty] | TBD |  |  |  | TBD |  | TBD | [12 empty] | No | No | No | No | No
11110 | Humanities Building | City | [16 empty] | 10 | 10-Specialties |  |  |  |  | Category: Signage - Rooms | [9 empty] | TBD |  |  |  | TBD |  | TBD | [12 empty] | No | No | No | No | No
11110 | Humanities Building | City | [16 empty] | 11 | 11-Equipment | Classroom |  |  |  | Category: Fixed Projection Screens (motorized and manual) | [9 empty] | TBD |  |  |  | TBD |  | TBD | [12 empty] | No | Yes | ? | No | No
11110 | Humanities Building | City | [16 empty] | 11 | 11-Equipment | Food-Service |  |  |  | Category: Glove dispesner | [9 empty] | TBD |  |  |  | TBD |  | TBD | [12 empty] | Yes | No | No | No | No
11110 | Humanities Building | City | [16 empty] | 11 | 11-Equipment | Food-Service |  |  |  | Category: Coffee Maker (i.e. Airpot; Expresso Machine/Grinder) | [9 empty] | TBD |  |  |  | TBD |  | TBD | [12 empty] | No | Yes | Yes | Yes | Yes
11110 | Humanities Building | City | [16 empty] | 11 | 11-Equipment | Food-Service |  |  |  | Category: Dishwasher | [9 empty] | TBD |  |  |  | TBD |  | TBD | [12 empty] | No | Yes | Yes | Yes | Yes
11110 | Humanities Building | City | [16 empty] | 11 | 11-Equipment | Food-Service |  |  |  | Category: Food Service Equipment (Other / Specialized) | [9 empty] | TBD |  |  |  | TBD |  | TBD | [12 empty] | No | Yes | Yes | Yes | Yes
11110 | Humanities Building | City | [16 empty] | 11 | 11-Equipment | Food-Service |  |  |  | Category: Freezer / Walk-in Cooler -- Fixed | [9 empty] | TBD |  |  |  | TBD |  | TBD | [12 empty] | No | Yes | Yes | No | Yes
11110 | Humanities Building | City | [16 empty] | 11 | 11-Equipment | Food-Service |  |  |  | Category: Freezer / Walk-in Cooler -- Non-Fixed | [9 empty] | TBD |  |  |  | TBD |  | TBD | [12 empty] | No | Yes | Yes | Yes | Yes
11110 | Humanities Building | City | [16 empty] | 11 | 11-Equipment | Food-Service |  |  |  | Category: Ice Maker | [9 empty] | TBD |  |  |  | TBD |  | TBD | [12 empty] | No | Yes | Yes | Yes | Yes
11110 | Humanities Building | City | [16 empty] | 11 | 11-Equipment | Food-Service |  |  |  | Category: Microwave | [9 empty] | TBD |  |  |  | TBD |  | TBD | [12 empty] | No | Yes | Yes | Yes | Yes
11110 | Humanities Building | City | [16 empty] | 11 | 11-Equipment | Food-Service |  |  |  | Category: Mixer/Blender | [9 empty] | TBD |  |  |  | TBD |  | TBD | [12 empty] | No | Yes | Yes | Yes | Yes
11110 | Humanities Building | City | [16 empty] | 11 | 11-Equipment | Food-Service |  |  |  | Category: Prep Sink | [9 empty] | TBD |  |  |  | TBD |  | TBD | [12 empty] | No | Yes | Yes | Yes | Yes
11110 | Humanities Building | City | [16 empty] | 11 | 11-Equipment | Food-Service |  |  |  | Category: Oven | [9 empty] | TBD |  |  |  | TBD |  | TBD | [12 empty] | No | Yes | Yes | No | Yes
11110 | Humanities Building | City | [16 empty] | 11 | 11-Equipment | Food-Service |  |  |  | Category: POS cash register / point of sale | [9 empty] | TBD |  |  |  | TBD |  | TBD | [12 empty] | No | Yes | Yes | Yes | Yes
11110 | Humanities Building | City | [16 empty] | 11 | 11-Equipment | Food-Service |  |  |  | Category: Water Filration System | [9 empty] | TBD |  |  |  | TBD |  | TBD | [12 empty] | No | Yes | Yes | Yes | Yes
11110 | Humanities Building | City | [16 empty] | 11 | 11-Equipment | Food-Service |  |  |  | Category: Food Service Sinks / Dipperwell Assembly | [9 empty] | TBD |  |  |  | TBD |  | TBD | [12 empty] | No | Yes | No | No | No
11110 | Humanities Building | City | [16 empty] | 11 | 11-Equipment | Food-Service |  |  |  | Category: Freezer Merchandiser | [9 empty] | TBD |  |  |  | TBD |  | TBD | [12 empty] | No | Yes | No | Yes | No
11110 | Humanities Building | City | [16 empty] | 11 | 11-Equipment | Food-Service |  |  |  | Category: Garbage disposer | [9 empty] | TBD |  |  |  | TBD |  | TBD | [12 empty] | No | Yes | No | No | No
11110 | Humanities Building | City | [16 empty] | 11 | 11-Equipment | Food-Service |  |  |  | Category: Hot cabinets | [9 empty] | TBD |  |  |  | TBD |  | TBD | [12 empty] | No | Yes | No | Yes | No
11110 | Humanities Building | City | [16 empty] | 11 | 11-Equipment | Food-Service |  |  |  | Category: General food service millwork | [9 empty] | TBD |  |  |  | TBD |  | TBD | [12 empty] | No | Yes | No | No | No
11110 | Humanities Building | City | [16 empty] | 11 | 11-Equipment |  |  |  |  | Category: Parking Control Equipment (i.e. Parking Permit Machine) | [9 empty] | TBD |  |  |  | TBD |  | TBD | [12 empty] | No | Yes | Yes | No | Yes
11110 | Humanities Building | City | [16 empty] | 11 | 11-Equipment |  |  |  |  | Category: Cabinets (with drawers/doors) | [9 empty] | TBD |  |  |  | TBD |  | TBD | [12 empty] | No | Yes | No | No | No
11110 | Humanities Building | City | [16 empty] | 11 | 11-Equipment |  |  |  |  | Category: Counters (with drawers/doors) | [9 empty] | TBD |  |  |  | TBD |  | TBD | [12 empty] | No | Yes | No | No | No
11110 | Humanities Building | City | [16 empty] | 11 | 11-Equipment |  |  |  |  | Category: Employee lockers | [9 empty] | TBD |  |  |  | TBD |  | TBD | [12 empty] | No | Yes | No | No | Yes
11110 | Humanities Building | City | [16 empty] | 11 | 11-Equipment |  |  |  |  | Category: Faucet | [9 empty] | TBD |  |  |  | TBD |  | TBD | [12 empty] | No | Yes | No | No | No
11110 | Humanities Building | City | [16 empty] | 11 | 11-Equipment |  |  |  |  | Category: Grease Interceptor | [9 empty] | TBD |  |  |  | TBD |  | TBD | [12 empty] | No | Yes | No | No | No
11110 | Humanities Building | City | [16 empty] | 11 | 11-Equipment |  |  |  |  | Category: Hot water heater | [9 empty] | TBD |  |  |  | TBD |  | TBD | [12 empty] | No | Yes | No | No | No
11110 | Humanities Building | City | [16 empty] | 11 | 11-Equipment |  |  |  |  | Category: Knock Box | [9 empty] | TBD |  |  |  | TBD |  | TBD | [12 empty] | No | Yes | No | No | No
11110 | Humanities Building | City | [16 empty] | 11 | 11-Equipment |  |  |  |  | Category: Window Washing Davit Base | [9 empty] | TBD |  |  |  | TBD |  | TBD | [12 empty] | No | No | No | No | No
11110 | Humanities Building | City | [16 empty] | 11 | 11-Equipment |  |  |  |  | Category: Window Washing Equipment | [9 empty] | TBD |  |  |  | TBD |  | TBD | [12 empty] | No | No | No | No | No
11110 | Humanities Building | City | [16 empty] | 12 | 12-Furnishings | Office |  |  |  | Category: Systems Furniture / Cubicles | [9 empty] | TBD |  |  |  | TBD |  | TBD | [12 empty] | No | Yes | No | No | No
11110 | Humanities Building | City | [16 empty] | 12 | 12-Furnishings | Site |  |  |  | Category: Bench | [9 empty] | TBD |  |  |  | TBD |  | TBD | [12 empty] | No | Yes | No | No | No
11110 | Humanities Building | City | [16 empty] | 12 | 12-Furnishings | Site |  |  |  | Category: Bike Rack | [9 empty] | TBD |  |  |  | TBD |  | TBD | [12 empty] | No | Yes | No | No | No
11110 | Humanities Building | City | [16 empty] | 12 | 12-Furnishings | Site |  |  |  | Category: Bus Shelter | [9 empty] | TBD |  |  |  | TBD |  | TBD | [12 empty] | No | Yes | No | No | No
11110 | Humanities Building | City | [16 empty] | 12 | 12-Furnishings | Site |  |  |  | Category: Picnic Table | [9 empty] | TBD |  |  |  | TBD |  | TBD | [12 empty] | No | Yes | No | No | No
11110 | Humanities Building | City | [16 empty] | 12 | 12-Furnishings | Site |  |  |  | Category: Site Furnishings: Trash Can ' Litter Receptacle | [9 empty] | TBD |  |  |  | TBD |  | TBD | [12 empty] | No | Yes | No | No | No
11110 | Humanities Building | City | [16 empty] | 12 | 12-Furnishings |  |  |  |  | Category: Furniture - Other | [9 empty] | TBD |  |  |  | TBD |  | TBD | [12 empty] | No | Yes | Yes | Yes | Yes
11110 | Humanities Building | City | [16 empty] | 12 | 12-Furnishings |  |  |  |  | Category: Modular Canopy Shades | [9 empty] | TBD |  |  |  | TBD |  | TBD | [12 empty] | No | Yes | No | No | No
11110 | Humanities Building | City | [16 empty] | 12 | 12-Furnishings |  |  |  |  | Category: Portable table with stacking chairs | [9 empty] | TBD |  |  |  | TBD |  | TBD | [12 empty] | No | Yes | No | Yes | No
11110 | Humanities Building | City | [16 empty] | 12 | 12-Furnishings |  |  |  |  | Category: Auditorium Seating | [9 empty] | TBD |  |  |  | TBD |  | TBD | [12 empty] | No | Yes | No | No | No
11110 | Humanities Building | City | [16 empty] | 12 | 12-Furnishings |  |  |  |  | Category: Blinds /Shades / Curtains (Window Covering) | [9 empty] | TBD |  |  |  | TBD |  | TBD | [12 empty] | No | Yes | No | No | No
11110 | Humanities Building | City | [16 empty] | 12 | 12-Furnishings |  |  |  |  | Category: Student Chairs | [9 empty] | TBD |  |  |  | TBD |  | TBD | [12 empty] | No | Yes | No | Yes | No
11110 | Humanities Building | City | [16 empty] | 12 | 12-Furnishings |  |  |  |  | Category: Student Desks | [9 empty] | TBD |  |  |  | TBD |  | TBD | [12 empty] | No | Yes | No | Yes | No
11110 | Humanities Building | City | [16 empty] | 12 | 12-Furnishings |  |  |  |  | Category: Walk off Mat | [9 empty] | TBD |  |  |  | TBD |  | TBD | [12 empty] | No | No | No | No | No
11110 | Humanities Building | City | [16 empty] | 12 | 12-Furnishings |  |  |  |  | Category: Stadium Seating | [9 empty] | TBD |  |  |  | TBD |  | TBD | [12 empty] | No | No | No | No | No
11110 | Humanities Building | City | [16 empty] | 14 | 14-Conveying-Equip |  |  |  |  | Category: Elevator | [9 empty] | TBD |  |  |  | TBD |  | TBD | [12 empty] | No | Yes | Yes | No | No
11110 | Humanities Building | City | [16 empty] | 14 | 14-Conveying-Equip |  |  |  |  | Category: Elevator Room Equipment | [9 empty] | TBD |  |  |  | TBD |  | TBD | [12 empty] | No | Yes | Yes | No | No
11110 | Humanities Building | City | [16 empty] | 14 | 14-Conveying-Equip |  |  |  |  | Category: Wheelchair Lift | [9 empty] | TBD |  |  |  | TBD |  | TBD | [12 empty] | No | Yes | Yes | No | No
11110 | Humanities Building | City | [16 empty] | 21 | 21-Fire-Suppression |  |  |  |  | Category: Fire Hydrant | [9 empty] | TBD |  |  |  | TBD |  | TBD | [12 empty] | No | Yes | No | No | No
11110 | Humanities Building | City | [16 empty] | 21 | 21-Fire-Suppression |  |  |  |  | Category: Backflow Device | [9 empty] | TBD |  |  |  | TBD |  | TBD | [12 empty] | No | Yes | No | No | No
11110 | Humanities Building | City | [16 empty] | 21 | 21-Fire-Suppression |  |  |  |  | Category: Fire Sprinkler Heads | [9 empty] | TBD |  |  |  | TBD |  | TBD | [12 empty] | No | Yes | ? | No | No
11110 | Humanities Building | City | [16 empty] | 21 | 21-Fire-Suppression |  |  |  |  | Category: Fire Protection Standpipe Control Valve; Zone Control Riser Valve Assembly | [9 empty] | TBD |  |  |  | TBD |  | TBD | [12 empty] | No | Yes | ? | No | No
11110 | Humanities Building | City | [16 empty] | 22 | 22-Plumbing |  |  |  |  | Category: Condensate Pump / Pump Sched Info | [9 empty] | TBD |  |  |  | TBD |  | TBD | [12 empty] | No | Yes | Yes | No | No
11110 | Humanities Building | City | [16 empty] | 22 | 22-Plumbing |  |  |  |  | Category: Domestic Water storage tank on roof; tower | [9 empty] | TBD |  |  |  | TBD |  | TBD | [12 empty] | No | Yes | Yes | No | No
11110 | Humanities Building | City | [16 empty] | 22 | 22-Plumbing |  |  |  |  | Category: Hot Water Circ Pump / Pump Sched Info | [9 empty] | TBD |  |  |  | TBD |  | TBD | [12 empty] | No | Yes | Yes | No | No
11110 | Humanities Building | City | [16 empty] | 22 | 22-Plumbing |  |  |  |  | Category: Drinking Fountains (ADA etc) | [9 empty] | TBD |  |  |  | TBD |  | TBD | [12 empty] | No | Yes | No | No | No
11110 | Humanities Building | City | [16 empty] | 22 | 22-Plumbing |  |  |  |  | Category: Hot Water Heater | [9 empty] | TBD |  |  |  | TBD |  | TBD | [12 empty] | No | Yes | No | No | No
11110 | Humanities Building | City | [16 empty] | 22 | 22-Plumbing |  |  |  |  | Category: Toilet / Water Closet | [9 empty] | TBD |  |  |  | TBD |  | TBD | [12 empty] | No | Yes | No | No | No
11110 | Humanities Building | City | [16 empty] | 22 | 22-Plumbing |  |  |  |  | Category: Drinking Fountain - Electric | [9 empty] | TBD |  |  |  | TBD |  | TBD | [12 empty] | No | Yes | No | No | No
11110 | Humanities Building | City | [16 empty] | 22 | 22-Plumbing |  |  |  |  | Category: Mop Sink / Floor Sink | [9 empty] | TBD |  |  |  | TBD |  | TBD | [12 empty] | No | Yes | No | No | No
11110 | Humanities Building | City | [16 empty] | 22 | 22-Plumbing |  |  |  |  | Category: Gas Meter | [9 empty] | TBD |  |  |  | TBD |  | TBD | [12 empty] | No | Yes | No | No | No
11110 | Humanities Building | City | [16 empty] | 22 | 22-Plumbing |  |  |  |  | Category: Hose Bibb | [9 empty] | TBD |  |  |  | TBD |  | TBD | [12 empty] | No | Yes | No | No | No
11110 | Humanities Building | City | [16 empty] | 22 | 22-Plumbing |  |  |  |  | Category: Lavatory (Bathroom as a Unit to be tracked) | [9 empty] | TBD |  |  |  | TBD |  | TBD | [12 empty] | No | Yes | No | No | No
11110 | Humanities Building | City | [16 empty] | 22 | 22-Plumbing |  |  |  |  | Category: Roof drain / roof receptor | [9 empty] | TBD |  |  |  | TBD |  | TBD | [12 empty] | No | Yes | No | No | No
11110 | Humanities Building | City | [16 empty] | 22 | 22-Plumbing |  |  |  |  | Category: Sink - Classroom | [9 empty] | TBD |  |  |  | TBD |  | TBD | [12 empty] | No | Yes | No | No | No
11110 | Humanities Building | City | [16 empty] | 22 | 22-Plumbing |  |  |  |  | Category: Sink - Kitchenette | [9 empty] | TBD |  |  |  | TBD |  | TBD | [12 empty] | No | Yes | No | No | No
11110 | Humanities Building | City | [16 empty] | 22 | 22-Plumbing |  |  |  |  | Category: Urinal | [9 empty] | TBD |  |  |  | TBD |  | TBD | [12 empty] | No | Yes | No | No | No
11110 | Humanities Building | City | [16 empty] | 22 | 22-Plumbing |  |  |  |  | Category: Valves (inside/outside) | [9 empty] | TBD |  |  |  | TBD |  | TBD | [12 empty] | No | Yes | No | No | No
11110 | Humanities Building | City | [16 empty] | 22 | 22-Plumbing |  |  |  |  | Category: Boiler & tank; Water Heater (see Water Heater Schedule) | [9 empty] | TBD |  |  |  | TBD |  | TBD | [12 empty] | No | Yes | No | No | No
11110 | Humanities Building | City | [16 empty] | 22 | 22-Plumbing |  |  |  |  | Category: Water Meter | [9 empty] | TBD |  |  |  | TBD |  | TBD | [12 empty] | No | Yes | ? | No | No
11110 | Humanities Building | City | [16 empty] | 22 | 22-Plumbing |  |  |  |  | Category: Floor Drain | [9 empty] | TBD |  |  |  | TBD |  | TBD | [12 empty] | No | No | No | No | No
11110 | Humanities Building | City | [16 empty] | 22 | 22-Plumbing |  |  |  |  | Category: CHWP (Chilled Water Pipe) | [9 empty] | TBD |  |  |  | TBD |  | TBD | [12 empty] | No | No | No | No | No
11110 | Humanities Building | City | [16 empty] | 22 | 22-Plumbing |  |  |  |  | Category: HWP (Hot Water Pipe) | [9 empty] | TBD |  |  |  | TBD |  | TBD | [12 empty] | No | No | No | No | No
11110 | Humanities Building | City | [16 empty] | 22 | 22-Plumbing |  |  |  |  | Category: Piping, etc | [9 empty] | TBD |  |  |  | TBD |  | TBD | [12 empty] | No | No | No | No | No
11110 | Humanities Building | City | 1 |  |  |  |  | Site | [10 empty] | 22 | 22-Plumbing |  |  |  |  | Automatic Shutoff Valve | [6 empty] | Yes | -- | P0-1.1 | TBD |  |  |  | TBD |  | TBD | [12 empty] | No | Yes | Yes | No | No
11110 | Humanities Building | City | 2 |  |  |  |  | Site | [10 empty] | 22 | 22-Plumbing |  |  |  |  | Grease Trap | [6 empty] | Yes | -- | P0-1.1 | TBD |  |  |  | TBD |  | TBD | [12 empty] | No | Yes | Yes | No | No
11110 | Humanities Building | City | 3 | A09 | CH |  |  | 1 | AH-101 | Corridor | [8 empty] | 22 | 22-Plumbing |  |  |  |  | Drinking Fountain | [6 empty] | Yes | DF-1 | P1-2.1.1 | TBD |  |  |  | TBD |  | TBD | [12 empty] | No | Yes | Yes | No | No
11110 | Humanities Building | City | 4 | A09 | CH |  |  | 1 | AH-110 | MultiMedia Research | [8 empty] | 22 | 22-Plumbing |  |  |  |  | Floor Drain | [6 empty] | Yes | FD-1 | P1-2.1.1 | TBD |  |  |  | TBD |  | TBD | [12 empty] | No | Yes | No | No | No
11110 | Humanities Building | City | 5 | A10 | CJ |  |  | 1 | Stairs | Stairs | [8 empty] | 22 | 22-Plumbing |  |  |  |  | Area Drain | [6 empty] | Yes | AD-1 | P1-2.1.1 | TBD |  |  |  | TBD |  | TBD | [12 empty] | No | Yes | No | No | No
11110 | Humanities Building | City | 6 | A12 | CH |  |  | 1 | -- | -- | [8 empty] | 22 | 22-Plumbing |  |  |  |  | Hose Bibb | [6 empty] | Yes | HB-1 | P1-2.1.1 | TBD |  |  |  | TBD |  | TBD | [12 empty] | No | Yes | No | No | No
11110 | Humanities Building | City | 7 | A09 | AD |  |  | 2 | AH-201 | Corridor | [8 empty] | 22 | 22-Plumbing |  |  |  |  | Drinking Fountain | [6 empty] | Yes | DF-1 | P1-2.2.1 | TBD |  |  |  | TBD |  | TBD | [12 empty] | No | Yes | No | No | No
11110 | Humanities Building | City | 8 | A11 | AD |  |  | 2 | AH-209 | Custodian | [8 empty] | 22 | 22-Plumbing |  |  |  |  | Floor Drain | [6 empty] | Yes | FD-1 | P1-2.2.1 | TBD |  |  |  | TBD |  | TBD | [12 empty] | No | Yes | No | No | No
11110 | Humanities Building | City | 9 | A11 | AD |  |  | 2 | AH-209 | Custodian | [8 empty] | 22 | 22-Plumbing |  |  |  |  | Service Sink | [6 empty] | Yes | SS-1 | P1-2.2.1 | TBD |  |  |  | TBD |  | TBD | [12 empty] | No | Yes | No | No | No
11110 | Humanities Building | City | 10 | A11 | AD |  |  | 2 | AH-209 | Custodian | [8 empty] | 22 | 22-Plumbing |  |  |  |  | Water Heater | [6 empty] | Yes | WH-1 | P1-2.2.1 | TBD |  |  |  | TBD |  | TBD | [12 empty] | No | Yes | No | No | No
11110 | Humanities Building | City | 11 | A03 | AE |  |  | 2 | -- | -- | [8 empty] | 22 | 22-Plumbing |  |  |  |  | Hose Bibb | [6 empty] | Yes | HB-1 | P1-2.2.2 | TBD |  |  |  | TBD |  | TBD | [12 empty] | No | Yes | No | No | No
11110 | Humanities Building | City | 12 | A01 | AD |  |  | 2 | -- | -- | [8 empty] | 22 | 22-Plumbing |  |  |  |  | Downspout Filter | [6 empty] | Yes | SDF-3 | P1-2.2.2 | TBD |  |  |  | TBD |  | TBD | [12 empty] | No | Yes | No | No | No
11110 | Humanities Building | City | 13 | A01 | AE |  |  | 2 | -- | -- | [8 empty] | 22 | 22-Plumbing |  |  |  |  | Gas Shut-off Valve | [6 empty] | Yes | -- | P1-2.2.2 | TBD |  |  |  | TBD |  | TBD | [12 empty] | No | Yes | No | No | No
11110 | Humanities Building | City | 14 | A01.2 | AA |  |  | 2 | -- | -- | [8 empty] | 22 | 22-Plumbing |  |  |  |  | Downspout Filter | [6 empty] | Yes | SDF-1 | P1-2.2.3 | TBD |  |  |  | TBD |  | TBD | [12 empty] | No | Yes | No | No | No
11110 | Humanities Building | City | 15 | A05 | AA |  |  | 2 | -- | -- | [8 empty] | 22 | 22-Plumbing |  |  |  |  | Trench Drain | [6 empty] | Yes | TD-1 | P1-2.2.3 | TBD |  |  |  | TBD |  | TBD | [12 empty] | No | Yes | No | No | No
11110 | Humanities Building | City | 16 | A06 | AB |  |  | 2 | -- | -- | [8 empty] | 22 | 22-Plumbing |  |  |  |  | Downspout Filter | [6 empty] | Yes | SDF-1 | P1-2.2.3 | TBD |  |  |  | TBD |  | TBD | [12 empty] | No | Yes | No | No | No
11110 | Humanities Building | City | 17 | A06 | AB.8 |  |  | 2 | -- | -- | [8 empty] | 22 | 22-Plumbing |  |  |  |  | Floor Sink | [6 empty] | Yes | FS-1 | P1-2.2.3 | TBD |  |  |  | TBD |  | TBD | [12 empty] | No | Yes | No | No | No
11110 | Humanities Building | City | 18 | A06 | AB.8 |  |  | 2 | -- | -- | [8 empty] | 22 | 22-Plumbing |  |  |  |  | Floor Sink | [6 empty] | Yes | FS-1 | P1-2.2.3 | TBD |  |  |  | TBD |  | TBD | [12 empty] | No | Yes | ? | No | No
11110 | Humanities Building | City | 19 | A06 | AB.8 |  |  | 2 | -- | -- | [8 empty] | 22 | 22-Plumbing |  |  |  |  | Floor Sink | [6 empty] | Yes | FS-1 | P1-2.2.3 | TBD |  |  |  | TBD |  | TBD | [12 empty] | No | No | No | No | No
11110 | Humanities Building | City | 20 | A06 | AB.8 |  |  | 2 | -- | -- | [8 empty] | 22 | 22-Plumbing |  |  |  |  | Hose Bibb | [6 empty] | Yes | HB-1 | P1-2.2.3 | TBD |  |  |  | TBD |  | TBD | [12 empty] | No | No | No | No | No
11110 | Humanities Building | City | 21 | A06 | AB.8 |  |  | 2 | -- | -- | [8 empty] | 22 | 22-Plumbing |  |  |  |  | Hose Bibb | [6 empty] | Yes | HB-2 | P1-2.2.3 | TBD |  |  |  | TBD |  | TBD | [12 empty] | No | No | No | No | No
11110 | Humanities Building | City | 22 | A06 | AB.8 |  |  | 2 | -- | -- | [8 empty] | 22 | 22-Plumbing |  |  |  |  | Air Compressor | [6 empty] | Yes | AC-1 | P1-2.2.3 | TBD |  |  |  | TBD |  | TBD | [12 empty] | No | No | No | No | No
11110 | Humanities Building | City | 23 | A09 | AB |  |  | 3 | -- | -- | [8 empty] | 22 | 22-Plumbing |  |  |  |  | Downspout Filter | [6 empty] | Yes | SDF-1 | P1-2.3.1 | TBD |  |  |  | TBD |  | TBD | [12 empty] | No | Yes | No | No | No
11110 | Humanities Building | City | 24 | A11 | AD.4 |  |  | 3 | -- | -- | [8 empty] | 22 | 22-Plumbing |  |  |  |  | Floor Drain | [6 empty] | Yes | FD-2 | P1-2.3.1 | TBD |  |  |  | TBD |  | TBD | [12 empty] | No | Yes | No | No | No
11110 | Humanities Building | City | 25 | A11 | AD.4 |  |  | 3 | -- | -- | [8 empty] | 22 | 22-Plumbing |  |  |  |  | Solids Trap | [6 empty] | Yes | ST-1 | P1-2.3.1 | TBD |  |  |  | TBD |  | TBD | [12 empty] | No | Yes | No | No | No
11110 | Humanities Building | City | 26 | A11 | AD.4 |  |  | 3 | -- | -- | [8 empty] | 22 | 22-Plumbing |  |  |  |  | Solids Trap | [6 empty] | Yes | ST-1 | P1-2.3.1 | TBD |  |  |  | TBD |  | TBD | [12 empty] | No | Yes | No | No | No
11110 | Humanities Building | City | 27 | A11 | AD.4 |  |  | 3 | -- | -- | [8 empty] | 22 | 22-Plumbing |  |  |  |  | Solids Trap | [6 empty] | Yes | ST-1 | P1-2.3.1 | TBD |  |  |  | TBD |  | TBD | [12 empty] | No | Yes | No | No | No
11110 | Humanities Building | City | 28 | A11 | AD.4 |  |  | 3 | -- | -- | [8 empty] | 22 | 22-Plumbing |  |  |  |  | Sink | [6 empty] | Yes | SK-2 | P1-2.3.1 | TBD |  |  |  | TBD |  | TBD | [12 empty] | No | Yes | No | No | No
11110 | Humanities Building | City | 29 | A01 | AC |  |  | 3 | -- | -- | [8 empty] | 22 | 22-Plumbing |  |  |  |  | Area Drain | [6 empty] | Yes | AD-1 | P1-2.3.2 | TBD |  |  |  | TBD |  | TBD | [12 empty] | No | Yes | No | No | No
11110 | Humanities Building | City | 30 | A01 | AD |  |  | 3 | -- | -- | [8 empty] | 22 | 22-Plumbing |  |  |  |  | Area Drain | [6 empty] | Yes | AD-1 | P1-2.3.2 | TBD |  |  |  | TBD |  | TBD | [12 empty] | No | Yes | No | No | No
11110 | Humanities Building | City | 31 | A01 | AD |  |  | 3 | AH-331 | Kiln Yard | [8 empty] | 22 | 22-Plumbing |  |  |  |  | Floor Drain | [6 empty] | Yes | FD-2 | P1-2.3.2 | TBD |  |  |  | TBD |  | TBD | [12 empty] | No | Yes | No | No | No
11110 | Humanities Building | City | 32 | A01 | AE |  |  | 3 | AH-331 | Kiln Yard | [8 empty] | 22 | 22-Plumbing |  |  |  |  | Floor Drain | [6 empty] | Yes | FD-2 | P1-2.3.2 | TBD |  |  |  | TBD |  | TBD | [12 empty] | No | Yes | No | No | No
11110 | Humanities Building | City | 33 | A01 | AE |  |  | 3 | AH-331 | Kiln Yard | [8 empty] | 22 | 22-Plumbing |  |  |  |  | Sink | [6 empty] | Yes | SK-2 | P1-2.3.2 | TBD |  |  |  | TBD |  | TBD | [12 empty] | No | Yes | No | No | No
11110 | Humanities Building | City | 34 | A01 | AE |  |  | 3 | AH-331 | Kiln Yard | [8 empty] | 22 | 22-Plumbing |  |  |  |  | Solids Trap | [6 empty] | Yes | ST-1 | P1-2.3.2 | TBD |  |  |  | TBD |  | TBD | [12 empty] | No | Yes | No | No | No
11110 | Humanities Building | City | 35 | A01 | AE |  |  | 3 | AH-331 | Kiln Yard | [8 empty] | 22 | 22-Plumbing |  |  |  |  | Solids Trap | [6 empty] | Yes | ST-1 | P1-2.3.2 | TBD |  |  |  | TBD |  | TBD | [12 empty] | No | Yes | No | No | No
11110 | Humanities Building | City | 36 | A01 | AE |  |  | 3 | AH-331 | Kiln Yard | [8 empty] | 22 | 22-Plumbing |  |  |  |  | Sink | [6 empty] | Yes | SK-1 | P1-2.3.2 | TBD |  |  |  | TBD |  | TBD | [12 empty] | No | Yes | No | No | No
11110 | Humanities Building | City | 37 | A01 | AD |  |  | 3 | AH-331 | Kiln Yard | [8 empty] | 22 | 22-Plumbing |  |  |  |  | Hose Bibb | [6 empty] | Yes | HB-1 | P1-2.3.2 | TBD |  |  |  | TBD |  | TBD | [12 empty] | No | Yes | No | No | No
11110 | Humanities Building | City | 38 | A01 | AD |  |  | 3 | -- | -- | [8 empty] | 22 | 22-Plumbing |  |  |  |  | Hose Bibb | [6 empty] | Yes | HB-1 | P1-2.3.2 | TBD |  |  |  | TBD |  | TBD | [12 empty] | No | Yes | No | No | No
11110 | Humanities Building | City | 39 | A01 | AD |  |  | 3 | AH-330 | Ceramics Studio | [8 empty] | 22 | 22-Plumbing |  |  |  |  | Floor Drain | [6 empty] | Yes | FD-2 | P1-2.3.2 | TBD |  |  |  | TBD |  | TBD | [12 empty] | No | Yes | No | No | No
11110 | Humanities Building | City | 40 | A01 | AD |  |  | 3 | AH-330 | Ceramics Studio | [8 empty] | 22 | 22-Plumbing |  |  |  |  | Sink | [6 empty] | Yes | SK-1 | P1-2.3.2 | TBD |  |  |  | TBD |  | TBD | [12 empty] | No | Yes | No | No | No
11110 | Humanities Building | City | 41 | A01 | AD |  |  | 3 | AH-330 | Ceramics Studio | [8 empty] | 22 | 22-Plumbing |  |  |  |  | Solids Trap | [6 empty] | Yes | ST-1 | P1-2.3.2 | TBD |  |  |  | TBD |  | TBD | [12 empty] | No | Yes | No | No | No
11110 | Humanities Building | City | 42 | A02 | AD |  |  | 3 | AH-335 | Lockers | [8 empty] | 22 | 22-Plumbing |  |  |  |  | Service Sink | [6 empty] | Yes | SS-1 | P1-2.3.2 | TBD |  |  |  | TBD |  | TBD | [12 empty] | No | Yes | No | No | No
11110 | Humanities Building | City | 43 | A02 | AD |  |  | 3 | AH-336 | Custodian | [8 empty] | 22 | 22-Plumbing |  |  |  |  | Floor Drain | [6 empty] | Yes | FD-1 | P1-2.3.2 | TBD |  |  |  | TBD |  | TBD | [12 empty] | No | Yes | No | No | No
11110 | Humanities Building | City | 44 | A02 | AD |  |  | 3 | AH-336 | Custodian | [8 empty] | 22 | 22-Plumbing |  |  |  |  | Water Heater | [6 empty] | Yes | WH-1 | P1-2.3.2 | TBD |  |  |  | TBD |  | TBD | [12 empty] | No | Yes | No | No | No
11110 | Humanities Building | City | 45 | A02 | AD |  |  | 3 | AH-336 | Custodian | [8 empty] | 22 | 22-Plumbing |  |  |  |  | Circulation Pump | [6 empty] | Yes | CP-1 | P1-2.3.2 | TBD |  |  |  | TBD |  | TBD | [12 empty] | No | Yes | No | No | No
11110 | Humanities Building | City | 46 | A05 | AC |  |  | 3 | -- | -- | [8 empty] | 22 | 22-Plumbing |  |  |  |  | Hose Bibb | [6 empty] | Yes | HB-1 | P1-2.3.2 | TBD |  |  |  | TBD |  | TBD | [12 empty] | No | Yes | No | No | No
11110 | Humanities Building | City | 47 | A03 | AE |  |  | 3 | AH-330 | Ceramics Studio | [8 empty] | 22 | 22-Plumbing |  |  |  |  | Floor Drain | [6 empty] | Yes | FD-2 | P1-2.3.2 | TBD |  |  |  | TBD |  | TBD | [12 empty] | No | Yes | No | No | No
11110 | Humanities Building | City | 48 | A03 | AE |  |  | 3 | AH-330 | Ceramics Studio | [8 empty] | 22 | 22-Plumbing |  |  |  |  | Sink | [6 empty] | Yes | SK-1 | P1-2.3.2 | TBD |  |  |  | TBD |  | TBD | [12 empty] | No | Yes | No | No | No
11110 | Humanities Building | City | 49 | A03 | AE |  |  | 3 | AH-330 | Ceramics Studio | [8 empty] | 22 | 22-Plumbing |  |  |  |  | Solids Trap | [6 empty] | Yes | ST-1 | P1-2.3.2 | TBD |  |  |  | TBD |  | TBD | [12 empty] | No | Yes | No | No | No
11110 | Humanities Building | City | 50 | A03 | AE |  |  | 3 | AH-330 | Ceramics Studio | [8 empty] | 22 | 22-Plumbing |  |  |  |  | Solids Trap | [6 empty] | Yes | ST-1 | P1-2.3.2 | TBD |  |  |  | TBD |  | TBD | [12 empty] | No | Yes | No | No | No
11110 | Humanities Building | City | 51 | A03 | AE |  |  | 3 | AH-330 | Ceramics Studio | [8 empty] | 22 | 22-Plumbing |  |  |  |  | Sink | [6 empty] | Yes | SK-2 | P1-2.3.2 | TBD |  |  |  | TBD |  | TBD | [12 empty] | No | Yes | No | No | No
11110 | Humanities Building | City | 52 | A03.8 | AE |  |  | 3 | AH-328 | Glaze Room | [8 empty] | 22 | 22-Plumbing |  |  |  |  | Sink | [6 empty] | Yes | SK-8 | P1-2.3.2 | TBD |  |  |  | TBD |  | TBD | [12 empty] | No | Yes | No | No | No
11110 | Humanities Building | City | 53 | A04 | AE |  |  | 3 | AH-323 | Sculpture Studio | [8 empty] | 22 | 22-Plumbing |  |  |  |  | Floor Drain | [6 empty] | Yes | FD-2 | P1-2.3.2 | TBD |  |  |  | TBD |  | TBD | [12 empty] | No | Yes | No | No | No
11110 | Humanities Building | City | 54 | A05 | AD |  |  | 3 | AH-323 | Sculpture Studio | [8 empty] | 22 | 22-Plumbing |  |  |  |  | Floor Drain | [6 empty] | Yes | FD-2 | P1-2.3.2 | TBD |  |  |  | TBD |  | TBD | [12 empty] | No | Yes | No | No | No
11110 | Humanities Building | City | 55 | A07 | AD |  |  | 3 | AH-345 | Kitchenette | [8 empty] | 22 | 22-Plumbing |  |  |  |  | Sink | [6 empty] | Yes | SK-3 | P1-2.3.2 | TBD |  |  |  | TBD |  | TBD | [12 empty] | No | Yes | No | No | No
11110 | Humanities Building | City | 56 | A01.2 | AA.8 |  |  | 3 | -- | -- | [8 empty] | 22 | 22-Plumbing |  |  |  |  | Hose Bibb | [6 empty] | Yes | HB-1 | P1-2.3.3 | TBD |  |  |  | TBD |  | TBD | [12 empty] | No | Yes | No | No | No
11110 | Humanities Building | City | 57 | A03 | AA.8 |  |  | 3 | -- | -- | [8 empty] | 22 | 22-Plumbing |  |  |  |  | Hose Bibb | [6 empty] | Yes | HB-1 | P1-2.3.3 | TBD |  |  |  | TBD |  | TBD | [12 empty] | No | Yes | No | No | No
11110 | Humanities Building | City | 58 | A01.2 | AB.8 |  |  | 3 | -- | -- | [8 empty] | 22 | 22-Plumbing |  |  |  |  | Lavatory | [6 empty] | Yes | L-1 | P1-2.3.3 | TBD |  |  |  | TBD |  | TBD | [12 empty] | No | Yes | No | No | No
11110 | Humanities Building | City | 59 | A01.2 | AB.8 |  |  | 3 | -- | -- | [8 empty] | 22 | 22-Plumbing |  |  |  |  | Lavatory | [6 empty] | Yes | L-1 | P1-2.3.3 | TBD |  |  |  | TBD |  | TBD | [12 empty] | No | Yes | No | No | No
11110 | Humanities Building | City | 60 | A01.2 | AB.8 |  |  | 3 | -- | -- | [8 empty] | 22 | 22-Plumbing |  |  |  |  | Lavatory | [6 empty] | Yes | L-1 | P1-2.3.3 | TBD |  |  |  | TBD |  | TBD | [12 empty] | No | Yes | No | No | No
11110 | Humanities Building | City | 61 | A02 | AB.8 |  |  | 3 | AH-373 | Toilet | [8 empty] | 22 | 22-Plumbing |  |  |  |  | Floor Drain | [6 empty] | Yes | FD-1 | P1-2.3.3 | TBD |  |  |  | TBD |  | TBD | [12 empty] | No | Yes | No | No | No
11110 | Humanities Building | City | 62 | A02 | AB.8 |  |  | 3 | AH-373 | Toilet | [8 empty] | 22 | 22-Plumbing |  |  |  |  | Water Closet | [6 empty] | Yes | WC-2 | P1-2.3.3 | TBD |  |  |  | TBD |  | TBD | [12 empty] | No | Yes | No | No | No
11110 | Humanities Building | City | 63 | A05 | AA.8 |  |  | 3 | -- | Stairs | [8 empty] | 22 | 22-Plumbing |  |  |  |  | Area Drain | [6 empty] | Yes | AD-1 | P1-2.3.3 | TBD |  |  |  | TBD |  | TBD | [12 empty] | No | Yes | No | No | No
11110 | Humanities Building | City | 64 | A08 | - |  |  | 4 | [10 empty] | 22 | 22-Plumbing |  |  |  |  | Roof/Overflow Drain | [6 empty] | Yes | RD & ORD-1 | P1-2.4.1 | TBD |  |  |  | TBD |  | TBD | [12 empty] | No | Yes | No | No | No
11110 | Humanities Building | City | 65 | A10 | - |  |  | 4 | [10 empty] | 22 | 22-Plumbing |  |  |  |  | Roof/Overflow Drain | [6 empty] | Yes | RD & ORD-1 | P1-2.4.1 | TBD |  |  |  | TBD |  | TBD | [12 empty] | No | Yes | No | No | No
11110 | Humanities Building | City | 66 | A10 | AD.4 |  |  | 4 | [10 empty] | 22 | 22-Plumbing |  |  |  |  | Drinking Fountain | [6 empty] | Yes | DF-1 | P1-2.4.1 | TBD |  |  |  | TBD |  | TBD | [12 empty] | No | Yes | No | No | No
11110 | Humanities Building | City | 67 | A10 | AD.4 |  |  | 4 | [10 empty] | 22 | 22-Plumbing |  |  |  |  | Sink | [6 empty] | Yes | SK-5 | P1-2.4.1 | TBD |  |  |  | TBD |  | TBD | [12 empty] | No | Yes | No | No | No
11110 | Humanities Building | City | 68 | A01 | [14 empty] | 22 | 22-Plumbing | [14 empty] | TBD |  |  |  | TBD |  | TBD | [12 empty] | No | Yes | No | No | No
11110 | Humanities Building | City | 69 | [15 empty] | 22 | 22-Plumbing | [14 empty] | TBD |  |  |  | TBD |  | TBD | [12 empty] | No | Yes | No | No | No
11110 | Humanities Building | City | 70 | [15 empty] | 22 | 22-Plumbing | [14 empty] | TBD |  |  |  | TBD |  | TBD | [12 empty] | No | Yes | No | No | No
11110 | Humanities Building | City | 71 | [15 empty] | 22 | 22-Plumbing | [14 empty] | TBD |  |  |  | TBD |  | TBD | [12 empty] | No | Yes | No | No | No
11110 | Humanities Building | City | 72 | [15 empty] | 22 | 22-Plumbing | [14 empty] | TBD |  |  |  | TBD |  | TBD | [12 empty] | No | Yes | No | No | No
11110 | Humanities Building | City | 73 | [15 empty] | 22 | 22-Plumbing | [14 empty] | TBD |  |  |  | TBD |  | TBD | [12 empty] | No | Yes | No | No | No
11110 | Humanities Building | City | 74 | [15 empty] | 22 | 22-Plumbing | [14 empty] | TBD |  |  |  | TBD |  | TBD | [12 empty] | No | Yes | No | No | No
11110 | Humanities Building | City | 75 | [15 empty] | 22 | 22-Plumbing | [14 empty] | TBD |  |  |  | TBD |  | TBD | [12 empty] | No | Yes | No | No | No
11110 | Humanities Building | City | 76 | [15 empty] | 22 | 22-Plumbing | [14 empty] | TBD |  |  |  | TBD |  | TBD | [12 empty] | No | Yes | No | No | No
11110 | Humanities Building | City | 77 | [15 empty] | 22 | 22-Plumbing | [14 empty] | TBD |  |  |  | TBD |  | TBD | [12 empty] | No | Yes | No | No | No
11110 | Humanities Building | City | 78 | [15 empty] | 22 | 22-Plumbing | [14 empty] | TBD |  |  |  | TBD |  | TBD | [12 empty] | No | Yes | No | No | No
11110 | Humanities Building | City | 79 | [15 empty] | 22 | 22-Plumbing | [14 empty] | TBD |  |  |  | TBD |  | TBD | [12 empty] | No | Yes | No | No | No
11110 | Humanities Building | City | [16 empty] | 22 | 22-Plumbing | [14 empty] | TBD |  |  |  | TBD |  | TBD | [12 empty] | No | Yes | No | No | No
11110 | Humanities Building | City | [16 empty] | 22 | 22-Plumbing | [14 empty] | TBD |  |  |  | TBD |  | TBD | [12 empty] | No | Yes | No | No | No
11110 | Humanities Building | City | [16 empty] | 22 | 22-Plumbing | [14 empty] | TBD |  |  |  | TBD |  | TBD | [12 empty] | No | Yes | No | No | No
11110 | Humanities Building | City | [16 empty] | 22 | 22-Plumbing | [14 empty] | TBD |  |  |  | TBD |  | TBD | [12 empty] | No | Yes | No | No | No
11110 | Humanities Building | City | [16 empty] | 22 | 22-Plumbing | [14 empty] | TBD |  |  |  | TBD |  | TBD | [12 empty] | No | Yes | No | No | No
11110 | Humanities Building | City | [16 empty] | 23 | 23-HVAC |  |  |  |  | Category: Filters | [6 empty] | Yes |  |  | TBD |  |  |  | TBD |  | TBD | [12 empty] | Yes | Yes | Yes | No | No
11110 | Humanities Building | City | [16 empty] | 23 | 23-HVAC |  |  |  |  | Category: AH - Air Handling Unit - see AHU Schedule | [6 empty] | Yes |  |  | TBD |  |  |  | TBD |  | TBD | [12 empty] | No | Yes | Yes | No | No
11110 | Humanities Building | City | [16 empty] | 23 | 23-HVAC |  |  |  |  | Category: Air Cooled Chiller - CH | [6 empty] | Yes |  |  | TBD |  |  |  | TBD |  | TBD | [12 empty] | No | Yes | Yes | No | No
11110 | Humanities Building | City | [16 empty] | 23 | 23-HVAC |  |  |  |  | Category: Air Separator Schedule - AS | [6 empty] | Yes |  |  | TBD |  |  |  | TBD |  | TBD | [12 empty] | No | Yes | Yes | No | No
11110 | Humanities Building | City | [16 empty] | 23 | 23-HVAC |  |  |  |  | Category: Chilled Water Pump | [6 empty] | Yes |  |  | TBD |  |  |  | TBD |  | TBD | [12 empty] | No | Yes | Yes | No | No
11110 | Humanities Building | City | [16 empty] | 23 | 23-HVAC |  |  |  |  | Category: Condensing Unit | [6 empty] | Yes |  |  | TBD |  |  |  | TBD |  | TBD | [12 empty] | No | Yes | Yes | No | No
11110 | Humanities Building | City | [16 empty] | 23 | 23-HVAC |  |  |  |  | Category: Controls Panel | [9 empty] | TBD |  |  |  | TBD |  | TBD | [12 empty] | No | Yes | Yes | No | No
11110 | Humanities Building | City | [16 empty] | 23 | 23-HVAC |  |  |  |  | Category: CWST (ST) - Chilled Water Storage Tank | [9 empty] | TBD |  |  |  | TBD |  | TBD | [12 empty] | No | Yes | Yes | No | No
11110 | Humanities Building | City | [16 empty] | 23 | 23-HVAC |  |  |  |  | Category: Exhast Fan - EF | [9 empty] | TBD |  |  |  | TBD |  | TBD | [12 empty] | No | Yes | Yes | No | No
11110 | Humanities Building | City | [16 empty] | 23 | 23-HVAC |  |  |  |  | Category: Expansion Tank - ET | [9 empty] | TBD |  |  |  | TBD |  | TBD | [12 empty] | No | Yes | Yes | No | No
11110 | Humanities Building | City | [16 empty] | 23 | 23-HVAC |  |  |  |  | Category: Hot Water Pump | [9 empty] | TBD |  |  |  | TBD |  | TBD | [12 empty] | No | Yes | Yes | No | No
11110 | Humanities Building | City | [16 empty] | 23 | 23-HVAC |  |  |  |  | Category: Sensor | [9 empty] | TBD |  |  |  | TBD |  | TBD | [12 empty] | No | Yes | Yes | No | No
11110 | Humanities Building | City | [16 empty] | 23 | 23-HVAC |  |  |  |  | Category: Split System - CU (Outside) | [9 empty] | TBD |  |  |  | TBD |  | TBD | [12 empty] | No | Yes | Yes | No | No
11110 | Humanities Building | City | [16 empty] | 23 | 23-HVAC |  |  |  |  | Category: Split System - FC (Inside) | [9 empty] | TBD |  |  |  | TBD |  | TBD | [12 empty] | No | Yes | Yes | No | No
11110 | Humanities Building | City | [16 empty] | 23 | 23-HVAC |  |  |  |  | Category: Thermostats | [9 empty] | TBD |  |  |  | TBD |  | TBD | [12 empty] | No | Yes | Yes | No | No
11110 | Humanities Building | City | [16 empty] | 23 | 23-HVAC |  |  |  |  | Category: VAV - Variable Air Volume Terminal Schedule | [9 empty] | TBD |  |  |  | TBD |  | TBD | [12 empty] | No | Yes | Yes | No | No
11110 | Humanities Building | City | [16 empty] | 23 | 23-HVAC |  |  |  |  | Category: Volume Damper | [9 empty] | TBD |  |  |  | TBD |  | TBD | [12 empty] | No | Yes | Yes | No | No
11110 | Humanities Building | City | [16 empty] | 23 | 23-HVAC |  |  |  |  | Category: Operable Gate in Mechanical Screen | [9 empty] | TBD |  |  |  | TBD |  | TBD | [12 empty] | No | Yes | No | No | No
11110 | Humanities Building | City | [16 empty] | 23 | 23-HVAC |  |  |  |  | Category: Performance Cert of Compliance Data - HVAC Zones -- See 04-110817 Mech Sheets | [9 empty] | TBD |  |  |  | TBD |  | TBD | [12 empty] | No | Yes | No | No | No
11110 | Humanities Building | City | [16 empty] | 23 | 23-HVAC |  |  |  |  | Category: Cert of Compliance Data - Energy Checklist - Opaque Surfaces -- See 04-110817 Mech Sheets | [9 empty] | TBD |  |  |  | TBD |  | TBD | [12 empty] | No | Yes | No | No | No
11110 | Humanities Building | City | [16 empty] | 23 | 23-HVAC |  |  |  |  | Category: Diffusers - Exhaust Air | [9 empty] | TBD |  |  |  | TBD |  | TBD | [12 empty] | No | Yes | ? | No | No
11110 | Humanities Building | City | [16 empty] | 23 | 23-HVAC |  |  |  |  | Category: Diffusers - Return Air | [9 empty] | TBD |  |  |  | TBD |  | TBD | [12 empty] | No | Yes | ? | No | No
11110 | Humanities Building | City | [16 empty] | 23 | 23-HVAC |  |  |  |  | Category: Diffusers - Supply Air | [9 empty] | TBD |  |  |  | TBD |  | TBD | [12 empty] | No | Yes | ? | No | No
11110 | Humanities Building | City | [16 empty] | 23 | 23-HVAC |  |  |  |  | Category: Fire Smoke Dampers | [9 empty] | TBD |  |  |  | TBD |  | TBD | [12 empty] | No | Yes | ? | No | No
11110 | Humanities Building | City | [16 empty] | 23 | 23-HVAC |  |  |  |  | Category: Roof Curbs | [9 empty] | TBD |  |  |  | TBD |  | TBD | [12 empty] | No | No | No | No | No
11110 | Humanities Building | City | [16 empty] | 23 | 23-HVAC |  |  |  |  | Category: Exterior Ductwork | [9 empty] | TBD |  |  |  | TBD |  | TBD | [12 empty] | No | No | No | No | No
11110 | Humanities Building | City | [16 empty] | 23 | 23-HVAC |  |  |  |  | Category: Exterior Grilles | [9 empty] | TBD |  |  |  | TBD |  | TBD | [12 empty] | No | No | No | No | No
11110 | Humanities Building | City | [16 empty] | 26 | 26-Electrical |  |  |  |  | Category: UPS - Uninteruptable Power Supply | [9 empty] | TBD |  |  |  | TBD |  | TBD | [12 empty] | No | Yes | Yes | Yes | Yes
11110 | Humanities Building | City | [16 empty] | 26 | 26-Electrical |  |  |  |  | Category: Washing Machine / Dryer | [9 empty] | TBD |  |  |  | TBD |  | TBD | [12 empty] | No | Yes | Yes | Yes | Yes
11110 | Humanities Building | City | [16 empty] | 26 | 26-Electrical |  |  |  |  | Category: Electric Meter | [9 empty] | TBD |  |  |  | TBD |  | TBD | [12 empty] | No | Yes | Yes | No | No
11110 | Humanities Building | City | [16 empty] | 26 | 26-Electrical |  |  |  |  | Category: Elevator Smoke Door | [9 empty] | TBD |  |  |  | TBD |  | TBD | [12 empty] | No | Yes | Yes | No | No
11110 | Humanities Building | City | [16 empty] | 26 | 26-Electrical |  |  |  |  | Category: Lighting Control Panel; Network Lighting Controls | [9 empty] | TBD |  |  |  | TBD |  | TBD | [12 empty] | No | Yes | Yes | No | No
11110 | Humanities Building | City | [16 empty] | 26 | 26-Electrical |  |  |  |  | Category: Bloom boxes - power | [9 empty] | TBD |  |  |  | TBD |  | TBD | [12 empty] | No | Yes | No | Yes | No
11110 | Humanities Building | City | [16 empty] | 26 | 26-Electrical |  |  |  |  | Category: SDGE Box | [9 empty] | TBD |  |  |  | TBD |  | TBD | [12 empty] | No | Yes | No | No | No
11110 | Humanities Building | City | [16 empty] | 26 | 26-Electrical |  |  |  |  | Category: Street Light / Pathway Light | [9 empty] | TBD |  |  |  | TBD |  | TBD | [12 empty] | No | Yes | No | No | No
11110 | Humanities Building | City | [16 empty] | 26 | 26-Electrical |  |  |  |  | Category: Dedicated Power for BTU Meter (Gas Meter) | [9 empty] | TBD |  |  |  | TBD |  | TBD | [12 empty] | No | Yes | No | No | No
11110 | Humanities Building | City | [16 empty] | 26 | 26-Electrical |  |  |  |  | Category: Egress / Emergency Lighting | [9 empty] | TBD |  |  |  | TBD |  | TBD | [12 empty] | No | Yes | No | Yes | Yes
11110 | Humanities Building | City | [16 empty] | 26 | 26-Electrical |  |  |  |  | Category: Elec hand wash / sink | [9 empty] | TBD |  |  |  | TBD |  | TBD | [12 empty] | No | Yes | No | No | No
11110 | Humanities Building | City | [16 empty] | 26 | 26-Electrical |  |  |  |  | Category: Electrical Cabinets and Enclosures | [9 empty] | TBD |  |  |  | TBD |  | TBD | [12 empty] | No | Yes | No | No | No
11110 | Humanities Building | City | [16 empty] | 26 | 26-Electrical |  |  |  |  | Category: Lighting Fixtures; Luminaire Schedule | [9 empty] | TBD |  |  |  | TBD |  | TBD | [12 empty] | No | Yes | No | No | No
11110 | Humanities Building | City | [16 empty] | 26 | 26-Electrical |  |  |  |  | Category: Lighting Inverter | [9 empty] | TBD |  |  |  | TBD |  | TBD | [12 empty] | No | Yes | No | No | No
11110 | Humanities Building | City | [16 empty] | 26 | 26-Electrical |  |  |  |  | Category: Panel Boards | [9 empty] | TBD |  |  |  | TBD |  | TBD | [12 empty] | No | Yes | No | No | No
11110 | Humanities Building | City | [16 empty] | 26 | 26-Electrical |  |  |  |  | Category: Switchboards; Wall-Mounted Panelboards | [9 empty] | TBD |  |  |  | TBD |  | TBD | [12 empty] | No | Yes | No | No | No
11110 | Humanities Building | City | [16 empty] | 26 | 26-Electrical |  |  |  |  | Category: Transformer | [9 empty] | TBD |  |  |  | TBD |  | TBD | [12 empty] | No | Yes | No | No | No
11110 | Humanities Building | City | [16 empty] | 26 | 26-Electrical |  |  |  |  | Category: TVSS - Transient Voltage Surge Suppressor | [9 empty] | TBD |  |  |  | TBD |  | TBD | [12 empty] | No | Yes | No | No | No
11110 | Humanities Building | City | [16 empty] | 26 | 26-Electrical |  |  |  |  | Category: Solar Panels | [9 empty] | TBD |  |  |  | TBD |  | TBD | [12 empty] | No | Yes | ? | No | No
11110 | Humanities Building | City | [16 empty] | 26 | 26-Electrical |  |  |  |  | Category: Junction Boxes | [9 empty] | TBD |  |  |  | TBD |  | TBD | [12 empty] | No | No | No | No | No
11110 | Humanities Building | City | [16 empty] | 26 | 26-Electrical |  |  |  |  | Category: Substation?? | [9 empty] | TBD |  |  |  | TBD |  | TBD | [12 empty] | No | No | No | No | No
11110 | Humanities Building | City | [16 empty] | 26 | 26-Electrical |  |  |  |  | Category: Elec outlets / power outlets | [9 empty] | TBD |  |  |  | TBD |  | TBD | [12 empty] | No | ? | No | No | No
11110 | Humanities Building | City | [16 empty] | 26 | 26-Electrical |  |  |  |  | Category: Wall Switch | [9 empty] | TBD |  |  |  | TBD |  | TBD | [12 empty] | No | ? | No | No | No
11110 | Humanities Building | City | [16 empty] | 26 | 26-Electrical |  |  |  |  | Category: Cert of Compliance - Indoor Lighting (see 04-110817 E Sheets) | [9 empty] | TBD |  |  |  | TBD |  | TBD | [12 empty] | No | ? | No | No | No
11110 | Humanities Building | City | [16 empty] | 26 | 26-Electrical |  |  |  |  | Category: Cert of Compliance - Outdoor Lighting (see 04-110817 E Sheets) | [9 empty] | TBD |  |  |  | TBD |  | TBD | [12 empty] | No | ? | No | No | No
11110 | Humanities Building | City | [16 empty] | 27 | 27-Communications |  |  |  |  | Category: Assisted Listening System Receivers | [9 empty] | TBD |  |  |  | TBD |  | TBD | [12 empty] | No | Yes | Yes | Yes | Yes
11110 | Humanities Building | City | [16 empty] | 27 | 27-Communications |  |  |  |  | Category: Projector (LCD - Ceiling Mounted) | [9 empty] | TBD |  |  |  | TBD |  | TBD | [12 empty] | No | Yes | Yes | Yes | Yes
11110 | Humanities Building | City | [16 empty] | 27 | 27-Communications |  |  |  |  | Category: Teaching Podium Control Stations | [9 empty] | TBD |  |  |  | TBD |  | TBD | [12 empty] | No | Yes | Yes | Yes | Yes
11110 | Humanities Building | City | [16 empty] | 27 | 27-Communications |  |  |  |  | Category: Television / Monitor | [9 empty] | TBD |  |  |  | TBD |  | TBD | [12 empty] | No | Yes | Yes | Yes | Yes
11110 | Humanities Building | City | [16 empty] | 27 | 27-Communications |  |  |  |  | Category: Clocks | [9 empty] | TBD |  |  |  | TBD |  | TBD | [12 empty] | No | Yes | No | No | No
11110 | Humanities Building | City | [16 empty] | 27 | 27-Communications |  |  |  |  | Category: Public Announcement System | [9 empty] | TBD |  |  |  | TBD |  | TBD | [12 empty] | No | Yes | No | No | No
11110 | Humanities Building | City | [16 empty] | 27 | 27-Communications |  |  |  |  | Category: BlueRay/DVD/Video Streamer | [9 empty] | TBD |  |  |  | TBD |  | TBD | [12 empty] | No | Yes | ? | Yes | ?
11110 | Humanities Building | City | [16 empty] | 27 | 27-Communications |  |  |  |  | Category: LCD Screens / Digital Signage | [9 empty] | TBD |  |  |  | TBD |  | TBD | [12 empty] | No | Yes | ? | No | No
11110 | Humanities Building | City | [16 empty] | 27 | 27-Communications |  |  |  |  | Category: Data Outlet | [9 empty] | TBD |  |  |  | TBD |  | TBD | [12 empty] | No | No | ? | No | No
11110 | Humanities Building | City | [16 empty] | 28 | 28-Elec-Safety-Security | Fire |  |  |  | Category: Heat Detector | [9 empty] | TBD |  |  |  | TBD |  | TBD | [12 empty] | No | Yes | ? | No | No
11110 | Humanities Building | City | [16 empty] | 28 | 28-Elec-Safety-Security | Fire |  |  |  | Category: Horn/Strobe | [9 empty] | TBD |  |  |  | TBD |  | TBD | [12 empty] | No | Yes | ? | No | No
11110 | Humanities Building | City | [16 empty] | 28 | 28-Elec-Safety-Security | Fire |  |  |  | Category: Manual Pull Stations | [9 empty] | TBD |  |  |  | TBD |  | TBD | [12 empty] | No | Yes | ? | No | No
11110 | Humanities Building | City | [16 empty] | 28 | 28-Elec-Safety-Security | Fire |  |  |  | Category: Mini Horn | [9 empty] | TBD |  |  |  | TBD |  | TBD | [12 empty] | No | Yes | ? | No | No
11110 | Humanities Building | City | [16 empty] | 28 | 28-Elec-Safety-Security | Security |  |  |  | Category: Motion Detector | [9 empty] | TBD |  |  |  | TBD |  | TBD | [12 empty] | No | Yes | ? | No | No
11110 | Humanities Building | City | [16 empty] | 28 | 28-Elec-Safety-Security | Security |  |  |  | Category: Panic Switch | [9 empty] | TBD |  |  |  | TBD |  | TBD | [12 empty] | No | Yes | ? | No | No
11110 | Humanities Building | City | [16 empty] | 28 | 28-Elec-Safety-Security |  |  |  |  | Category: Battery Backup -- see UPS | [9 empty] | TBD |  |  |  | TBD |  | TBD | [12 empty] | No | Yes | Yes | Yes | Yes
11110 | Humanities Building | City | [16 empty] | 28 | 28-Elec-Safety-Security |  |  |  |  | Category: Card Reader / Security / Keypad | [9 empty] | TBD |  |  |  | TBD |  | TBD | [12 empty] | No | Yes | Yes | No | No
11110 | Humanities Building | City | [16 empty] | 28 | 28-Elec-Safety-Security |  |  |  |  | Category: Door Contact | [9 empty] | TBD |  |  |  | TBD |  | TBD | [12 empty] | No | Yes | Yes | No | No
11110 | Humanities Building | City | [16 empty] | 28 | 28-Elec-Safety-Security |  |  |  |  | Category: Fire Alarm LCD Annunciator Panel; Notifier Panels | [9 empty] | TBD |  |  |  | TBD |  | TBD | [12 empty] | No | Yes | Yes | No | No
11110 | Humanities Building | City | [16 empty] | 28 | 28-Elec-Safety-Security |  |  |  |  | Category: Fire Sprinkler System (Existence of in Building) | [9 empty] | TBD |  |  |  | TBD |  | TBD | [12 empty] | No | Yes | Yes | No | No
11110 | Humanities Building | City | [16 empty] | 28 | 28-Elec-Safety-Security |  |  |  |  | Category: Security Alarm/Keypad | [9 empty] | TBD |  |  |  | TBD |  | TBD | [12 empty] | No | Yes | Yes | No | No
11110 | Humanities Building | City | [16 empty] | 28 | 28-Elec-Safety-Security |  |  |  |  | Category: Smoke Guard | [9 empty] | TBD |  |  |  | TBD |  | TBD | [12 empty] | No | Yes | No | No | No
11110 | Humanities Building | City | [16 empty] | 28 | 28-Elec-Safety-Security |  |  |  |  | Category: Access Control Panel | [9 empty] | TBD |  |  |  | TBD |  | TBD | [12 empty] | No | Yes | No | No | No
11110 | Humanities Building | City | [16 empty] | 28 | 28-Elec-Safety-Security |  |  |  |  | Category: Emergency Telephone Box; Emergency Wall Phone | [9 empty] | TBD |  |  |  | TBD |  | TBD | [12 empty] | No | Yes | No | No | No
11110 | Humanities Building | City | [16 empty] | 28 | 28-Elec-Safety-Security |  |  |  |  | Category: Fire Alarm Relays | [9 empty] | TBD |  |  |  | TBD |  | TBD | [12 empty] | No | Yes | No | No | No
11110 | Humanities Building | City | [16 empty] | 28 | 28-Elec-Safety-Security |  |  |  |  | Category: Fire Alarm Transponder | [9 empty] | TBD |  |  |  | TBD |  | TBD | [12 empty] | No | Yes | No | No | No
11110 | Humanities Building | City | [16 empty] | 28 | 28-Elec-Safety-Security |  |  |  |  | Category: Fire Smoke Dampers | [9 empty] | TBD |  |  |  | TBD |  | TBD | [12 empty] | No | Yes | No | No | No
11110 | Humanities Building | City | [16 empty] | 28 | 28-Elec-Safety-Security |  |  |  |  | Category: Fire Sprinkler Control Panel | [9 empty] | TBD |  |  |  | TBD |  | TBD | [12 empty] | No | Yes | No | No | No
11110 | Humanities Building | City | [16 empty] | 28 | 28-Elec-Safety-Security |  |  |  |  | Category: Carbon Dioxide Sensor | [9 empty] | TBD |  |  |  | TBD |  | TBD | [12 empty] | No | Yes | ? | No | No
11110 | Humanities Building | City | [16 empty] | 28 | 28-Elec-Safety-Security |  |  |  |  | Category: FACP - Fire Alarm Control Panel | [9 empty] | TBD |  |  |  | TBD |  | TBD | [12 empty] | No | Yes | ? | No | No
11110 | Humanities Building | City | [16 empty] | 28 | 28-Elec-Safety-Security |  |  |  |  | Category: FATC - Fire Alarm Terminal Cabinet | [9 empty] | TBD |  |  |  | TBD |  | TBD | [12 empty] | No | Yes | ? | No | No
11110 | Humanities Building | City | [16 empty] | 28 | 28-Elec-Safety-Security |  |  |  |  | Category: Fire Strobes | [9 empty] | TBD |  |  |  | TBD |  | TBD | [12 empty] | No | Yes | ? | No | No
11110 | Humanities Building | City | [16 empty] | 28 | 28-Elec-Safety-Security |  |  |  |  | Category: FSCP - Firefighter's Smoke Control Panel | [9 empty] | TBD |  |  |  | TBD |  | TBD | [12 empty] | No | Yes | ? | No | No
11110 | Humanities Building | City | [16 empty] | 28 | 28-Elec-Safety-Security |  |  |  |  | Category: Knox Box | [9 empty] | TBD |  |  |  | TBD |  | TBD | [12 empty] | No | Yes | ? | No | No
11110 | Humanities Building | City | [16 empty] | 28 | 28-Elec-Safety-Security |  |  |  |  | Category: Pre-Action Release Panel | [9 empty] | TBD |  |  |  | TBD |  | TBD | [12 empty] | No | Yes | ? | No | No
11110 | Humanities Building | City | [16 empty] | 28 | 28-Elec-Safety-Security |  |  |  |  | Category: Projector Alarm with Relay | [9 empty] | TBD |  |  |  | TBD |  | TBD | [12 empty] | No | Yes | ? | No | No
11110 | Humanities Building | City | [16 empty] | 28 | 28-Elec-Safety-Security |  |  |  |  | Category: SCDC - Smoke Control Damper Cabinet | [9 empty] | TBD |  |  |  | TBD |  | TBD | [12 empty] | No | Yes | ? | No | No
11110 | Humanities Building | City | [16 empty] | 28 | 28-Elec-Safety-Security |  |  |  |  | Category: SCTC - Smoke Control Terminal Cabinet | [9 empty] | TBD |  |  |  | TBD |  | TBD | [12 empty] | No | Yes | ? | No | No
11110 | Humanities Building | City | [16 empty] | 28 | 28-Elec-Safety-Security |  |  |  |  | Category: Security Cameras (CCTV?) | [9 empty] | TBD |  |  |  | TBD |  | TBD | [12 empty] | No | Yes | ? | No | No
11110 | Humanities Building | City | [16 empty] | 28 | 28-Elec-Safety-Security |  |  |  |  | Category: Smoke Detectors | [9 empty] | TBD |  |  |  | TBD |  | TBD | [12 empty] | No | Yes | ? | No | No
11110 | Humanities Building | City | [16 empty] | 31 | 31-Earthwork |  |  |  |  | Category: Retaining Walls | [9 empty] | TBD |  |  |  | TBD |  | TBD | [12 empty] | No | No | No | No | No
11110 | Humanities Building | City | [16 empty] | 31 | 31-Earthwork |  |  |  |  | Category: Caissons | [9 empty] | TBD |  |  |  | TBD |  | TBD | [12 empty] | No | No | No | No | No
11110 | Humanities Building | City | [16 empty] | 32 | 32-Ext-Improvements |  |  |  |  | Category: Site benches | [9 empty] | TBD |  |  |  | TBD |  | TBD | [12 empty] | No | Yes | Yes | Yes | No
11110 | Humanities Building | City | [16 empty] | 32 | 32-Ext-Improvements |  |  |  |  | Category: Exterior kiosk | [9 empty] | TBD |  |  |  | TBD |  | TBD | [12 empty] | No | Yes | Yes | Yes | Yes
11110 | Humanities Building | City | [16 empty] | 32 | 32-Ext-Improvements |  |  |  |  | Category: ADA Curb Ramps | [9 empty] | TBD |  |  |  | TBD |  | TBD | [12 empty] | No | Yes | No | No | No
11110 | Humanities Building | City | [16 empty] | 32 | 32-Ext-Improvements |  |  |  |  | Category: ADA Ramps | [9 empty] | TBD |  |  |  | TBD |  | TBD | [12 empty] | No | Yes | No | No | No
11110 | Humanities Building | City | [16 empty] | 32 | 32-Ext-Improvements |  |  |  |  | Category: Traffic Control - Signs/Speed Bumps | [9 empty] | TBD |  |  |  | TBD |  | TBD | [12 empty] | No | Yes | No | No | No
11110 | Humanities Building | City | [16 empty] | 32 | 32-Ext-Improvements |  |  |  |  | Category: Trees | [9 empty] | TBD |  |  |  | TBD |  | TBD | [12 empty] | No | Yes | No | No | No
11110 | Humanities Building | City | [16 empty] | 32 | 32-Ext-Improvements |  |  |  |  | Category: Motorized Gate / Controllers | [9 empty] | TBD |  |  |  | TBD |  | TBD | [12 empty] | No | Yes | No | No | No
11110 | Humanities Building | City | [16 empty] | 32 | 32-Ext-Improvements |  |  |  |  | Category: Parking sensors | [9 empty] | TBD |  |  |  | TBD |  | TBD | [12 empty] | No | Yes | No | No | No
11110 | Humanities Building | City | [16 empty] | 32 | 32-Ext-Improvements |  |  |  |  | Category: Patio furniture | [9 empty] | TBD |  |  |  | TBD |  | TBD | [12 empty] | No | Yes | No | Yes | No
11110 | Humanities Building | City | [16 empty] | 32 | 32-Ext-Improvements |  |  |  |  | Category: Backflow Device | [9 empty] | TBD |  |  |  | TBD |  | TBD | [12 empty] | No | Yes | ? | No | No
11110 | Humanities Building | City | [16 empty] | 32 | 32-Ext-Improvements |  |  |  |  | Category: Flow Sensor | [9 empty] | TBD |  |  |  | TBD |  | TBD | [12 empty] | No | Yes | ? | No | No
11110 | Humanities Building | City | [16 empty] | 32 | 32-Ext-Improvements |  |  |  |  | Category: Irrigation Controller | [9 empty] | TBD |  |  |  | TBD |  | TBD | [12 empty] | No | Yes | ? | No | No
11110 | Humanities Building | City | [16 empty] | 32 | 32-Ext-Improvements |  |  |  |  | Category: Irrigation Heads/Bubblers | [9 empty] | TBD |  |  |  | TBD |  | TBD | [12 empty] | No | Yes | ? | No | No
11110 | Humanities Building | City | [16 empty] | 32 | 32-Ext-Improvements |  |  |  |  | Category: Irrigation Meter | [9 empty] | TBD |  |  |  | TBD |  | TBD | [12 empty] | No | Yes | ? | No | No
11110 | Humanities Building | City | [16 empty] | 32 | 32-Ext-Improvements |  |  |  |  | Category: Irrigation Valves - in General | [9 empty] | TBD |  |  |  | TBD |  | TBD | [12 empty] | No | Yes | ? | No | No
11110 | Humanities Building | City | [16 empty] | 32 | 32-Ext-Improvements |  |  |  |  | Category: Exterior Temperature Sensor | [9 empty] | TBD |  |  |  | TBD |  | TBD | [12 empty] | No | Yes | ? | No | No
11110 | Humanities Building | City | [16 empty] | 32 | 32-Ext-Improvements |  |  |  |  | Category: Curb and Gutter | [9 empty] | TBD |  |  |  | TBD |  | TBD | [12 empty] | No | No | No | No | No
11110 | Humanities Building | City | [16 empty] | 32 | 32-Ext-Improvements |  |  |  |  | Category: Curb Ramps | [9 empty] | TBD |  |  |  | TBD |  | TBD | [12 empty] | No | No | No | No | No
11110 | Humanities Building | City | [16 empty] | 32 | 32-Ext-Improvements |  |  |  |  | Category: Driveway/Hardscape/Pavers | [9 empty] | TBD |  |  |  | TBD |  | TBD | [12 empty] | No | No | No | No | No
11110 | Humanities Building | City | [16 empty] | 32 | 32-Ext-Improvements |  |  |  |  | Category: Downspouts | [9 empty] | TBD |  |  |  | TBD |  | TBD | [12 empty] | No | No | No | No | No
11110 | Humanities Building | City | [16 empty] | 32 | 32-Ext-Improvements |  |  |  |  | Category: Fence | [9 empty] | TBD |  |  |  | TBD |  | TBD | [12 empty] | No | No | No | No | No
11110 | Humanities Building | City | [16 empty] | 32 | 32-Ext-Improvements |  |  |  |  | Category: Irrigation Valves (Air Relief Valve) | [9 empty] | TBD |  |  |  | TBD |  | TBD | [12 empty] | No | No | No | No | No
11110 | Humanities Building | City | [16 empty] | 32 | 32-Ext-Improvements |  |  |  |  | Category: Irrigation Valves (Ball Valve) | [9 empty] | TBD |  |  |  | TBD |  | TBD | [12 empty] | No | No | No | No | No
11110 | Humanities Building | City | [16 empty] | 32 | 32-Ext-Improvements |  |  |  |  | Category: Irrigation Valves (Master Control) | [9 empty] | TBD |  |  |  | TBD |  | TBD | [12 empty] | No | No | No | No | No
11110 | Humanities Building | City | [16 empty] | 32 | 32-Ext-Improvements |  |  |  |  | Category: Irrigation Valves (Quick Coupler Valve) | [9 empty] | TBD |  |  |  | TBD |  | TBD | [12 empty] | No | No | No | No | No
11110 | Humanities Building | City | [16 empty] | 32 | 32-Ext-Improvements |  |  |  |  | Category: Irrigation Valves (Remote Control) | [9 empty] | TBD |  |  |  | TBD |  | TBD | [12 empty] | No | No | No | No | No
11110 | Humanities Building | City | [16 empty] | 32 | 32-Ext-Improvements |  |  |  |  | Category: Asphalt | [9 empty] | TBD |  |  |  | TBD |  | TBD | [12 empty] | No | No | No | No | No
11110 | Humanities Building | City | [16 empty] | 32 | 32-Ext-Improvements |  |  |  |  | Category: Bollards | [9 empty] | TBD |  |  |  | TBD |  | TBD | [12 empty] | No | No | No | No | No
11110 | Humanities Building | City | [16 empty] | 32 | 32-Ext-Improvements |  |  |  |  | Category: Gate - Non-Motorized | [9 empty] | TBD |  |  |  | TBD |  | TBD | [12 empty] | No | No | No | No | No
11110 | Humanities Building | City | [16 empty] | 32 | 32-Ext-Improvements |  |  |  |  | Category: Iron Fencing | [9 empty] | TBD |  |  |  | TBD |  | TBD | [12 empty] | No | No | No | No | No
11110 | Humanities Building | City | [16 empty] | 32 | 32-Ext-Improvements |  |  |  |  | Category: Parking Stops | [9 empty] | TBD |  |  |  | TBD |  | TBD | [12 empty] | No | No | No | No | No
11110 | Humanities Building | City | [16 empty] | 32 | 32-Ext-Improvements |  |  |  |  | Category: Sidewalk / Exterior | [9 empty] | TBD |  |  |  | TBD |  | TBD | [12 empty] | No | No | No | No | No
11110 | Humanities Building | City | [16 empty] | 33 | 33-Utilities |  |  |  |  | Category: Exterior Drain | [9 empty] | TBD |  |  |  | TBD |  | TBD | [12 empty] | No | Yes | Yes | No | No
11110 | Humanities Building | City | [16 empty] | 33 | 33-Utilities |  |  |  |  | Category: Sewer Lateral | [9 empty] | TBD |  |  |  | TBD |  | TBD | [12 empty] | No | Yes | Yes | No | No
11110 | Humanities Building | City | [16 empty] | 33 | 33-Utilities |  |  |  |  | Category: Sewer Line | [9 empty] | TBD |  |  |  | TBD |  | TBD | [12 empty] | No | Yes | Yes | No | No
11110 | Humanities Building | City | [16 empty] | 33 | 33-Utilities |  |  |  |  | Category: Sewer Manhole/Box | [9 empty] | TBD |  |  |  | TBD |  | TBD | [12 empty] | No | Yes | Yes | No | No
11110 | Humanities Building | City | [16 empty] | 33 | 33-Utilities |  |  |  |  | Category: Storm Drain | [9 empty] | TBD |  |  |  | TBD |  | TBD | [12 empty] | No | Yes | Yes | No | No
11110 | Humanities Building | City | [16 empty] | 33 | 33-Utilities |  |  |  |  | Category: Storm Drain Manhole/Box | [9 empty] | TBD |  |  |  | TBD |  | TBD | [12 empty] | No | Yes | Yes | No | No
11110 | Humanities Building | City | [16 empty] | 33 | 33-Utilities |  |  |  |  | Category: SWPPP BMP's | [9 empty] | TBD |  |  |  | TBD |  | TBD | [12 empty] | No | Yes | Yes | No | No
11110 | Humanities Building | City | [16 empty] | 33 | 33-Utilities |  |  |  |  | Category: Water Lateral | [9 empty] | TBD |  |  |  | TBD |  | TBD | [12 empty] | No | Yes | Yes | No | No
11110 | Humanities Building | City | [16 empty] | 33 | 33-Utilities |  |  |  |  | Category: Water Line | [9 empty] | TBD |  |  |  | TBD |  | TBD | [12 empty] | No | Yes | Yes | No | No
11110 | Humanities Building | City | [16 empty] | 33 | 33-Utilities |  |  |  |  | Category: Water Meter Box | [9 empty] | TBD |  |  |  | TBD |  | TBD | [12 empty] | No | Yes | Yes | No | No
11110 | Humanities Building | City | [16 empty] | 33 | 33-Utilities |  |  |  |  | Category: Gas Meters | [9 empty] | TBD |  |  |  | TBD |  | TBD | [12 empty] | No | Yes | Yes | No | No
11110 | Humanities Building | City | [16 empty] | 33 | 33-Utilities |  |  |  |  | Category: Items with Pilot Lights (need to get re-lit after gas shutdown) | [9 empty] | TBD |  |  |  | TBD |  | TBD | [12 empty] | No | Yes | ? | No | No
11110 | Humanities Building | City | [16 empty] | 33 | 33-Utilities |  |  |  |  | Category: Water Valve - types | [9 empty] | TBD |  |  |  | TBD |  | TBD | [12 empty] | No | Yes | ? | No | No
11110 | Humanities Building | City | [16 empty] | 44 | 44-Pollution-Waste-Equip |  |  |  |  | Category: HazMat Storage | [9 empty] | TBD |  |  |  | TBD |  | TBD | [12 empty] | No | Yes | ? | No | Yes
11110 | Humanities Building | City | [16 empty] | 45 | 45-Industry | Science |  |  |  | Category: Equipment - Science - Chemistry | [9 empty] | TBD |  |  |  | TBD |  | TBD | [12 empty] | No | Yes | Yes | Yes | Yes
11110 | Humanities Building | City | [16 empty] | 45 | 45-Industry | Science |  |  |  | Category: Equipment - Science - Other | [9 empty] | TBD |  |  |  | TBD |  | TBD | [12 empty] | No | Yes | Yes | Yes | Yes
11110 | Humanities Building | City | [16 empty] | 45 | 45-Industry | Science |  |  |  | Category: Equipment - Science - Astronomy | [9 empty] | TBD |  |  |  | TBD |  | TBD | [12 empty] | No | Yes | Yes | Yes | Yes
11110 | Humanities Building | City | [16 empty] | 45 | 45-Industry | Science |  |  |  | Category: Equipment - Science - Biology | [9 empty] | TBD |  |  |  | TBD |  | TBD | [12 empty] | No | Yes | Yes | Yes | Yes
11110 | Humanities Building | City | [16 empty] | 45 | 45-Industry | Science |  |  |  | Category: Equipment - Science - Cadaver / Equip | [9 empty] | TBD |  |  |  | TBD |  | TBD | [12 empty] | No | Yes | ? | Yes | No
11110 | Humanities Building | City | [16 empty] | 45 | 45-Industry |  |  |  |  | Category: Fume Hoods | [9 empty] | TBD |  |  |  | TBD |  | TBD | [12 empty] | No | Yes | Yes | Yes | No
11110 | Humanities Building | City | [16 empty] | 45 | 45-Industry |  |  |  |  | Category: Equipment - Sewing | [9 empty] | TBD |  |  |  | TBD |  | TBD | [12 empty] | No | Yes | Yes | Yes | Yes
11110 | Humanities Building | City | [16 empty] | 45 | 45-Industry |  |  |  |  | Category: Equipment - Auto | [9 empty] | TBD |  |  |  | TBD |  | TBD | [12 empty] | No | Yes | Yes | Yes | Yes
11110 | Humanities Building | City | [16 empty] | 45 | 45-Industry |  |  |  |  | Category: Equipment - Educational Electrical | [9 empty] | TBD |  |  |  | TBD |  | TBD | [12 empty] | No | Yes | Yes | Yes | Yes
11110 | Humanities Building | City | [16 empty] | 45 | 45-Industry |  |  |  |  | Category: Equipment - Educational HVAC | [9 empty] | TBD |  |  |  | TBD |  | TBD | [12 empty] | No | Yes | Yes | Yes | Yes
11110 | Humanities Building | City | [16 empty] | 45 | 45-Industry |  |  |  |  | Category: Equipment - Educational IT/GIS | [9 empty] | TBD |  |  |  | TBD |  | TBD | [12 empty] | No | Yes | Yes | Yes | Yes
11110 | Humanities Building | City | [16 empty] | 45 | 45-Industry |  |  |  |  | Category: Equipment - Fine Art (i.e. Kilns) | [9 empty] | TBD |  |  |  | TBD |  | TBD | [12 empty] | No | Yes | Yes | Yes | Yes
11110 | Humanities Building | City | [16 empty] | 45 | 45-Industry |  |  |  |  | Category: Equipment - Fitness / Exercise | [9 empty] | TBD |  |  |  | TBD |  | TBD | [12 empty] | No | Yes | Yes | Yes | Yes
11110 | Humanities Building | City | [16 empty] | 45 | 45-Industry |  |  |  |  | Category: Equipment - Manufacturing Machinery | [9 empty] | TBD |  |  |  | TBD |  | TBD | [12 empty] | No | Yes | Yes | Yes | Yes
11110 | Humanities Building | City | [16 empty] | 45 | 45-Industry |  |  |  |  | Category: Equipment - Medical / Dental | [9 empty] | TBD |  |  |  | TBD |  | TBD | [12 empty] | No | Yes | Yes | Yes | Yes
11110 | Humanities Building | City | [16 empty] | 45 | 45-Industry |  |  |  |  | Category: Equipment - Agriculture (Greenhouse) | [9 empty] | TBD |  |  |  | TBD |  | TBD | [12 empty] | No | Yes | No | Yes | No
11110 | Humanities Building | City | [16 empty] | 45 | 45-Industry |  |  |  |  | Category: Equipment - Animal Health | [9 empty] | TBD |  |  |  | TBD |  | TBD | [12 empty] | No | Yes | No | Yes | No
11110 | Humanities Building | City | [16 empty] | 45 | 45-Industry |  |  |  |  | Category: Equipment - Aviation | [9 empty] | TBD |  |  |  | TBD |  | TBD | [12 empty] | No | Yes | No | Yes | No
11110 | Humanities Building | City | [16 empty] | 45 | 45-Industry |  |  |  |  | Category: Equipment - Cosmotology / Fashion | [9 empty] | TBD |  |  |  | TBD |  | TBD | [12 empty] | No | Yes | No | Yes | No
11110 | Humanities Building | City | [16 empty] | 45 | 45-Industry |  |  |  |  | Category: Equipment - Culinary | [9 empty] | TBD |  |  |  | TBD |  | TBD | [12 empty] | No | Yes | No | Yes | No
11110 | Humanities Building | City | [16 empty] | 45 | 45-Industry |  |  |  |  | Category: Equipment - Fire EMT | [9 empty] | TBD |  |  |  | TBD |  | TBD | [12 empty] | No | Yes | No | Yes | No
11110 | Humanities Building | City | [16 empty] | 45 | 45-Industry |  |  |  |  | Category: Equipment - Photography | [9 empty] | TBD |  |  |  | TBD |  | TBD | [12 empty] | No | Yes | No | Yes | No
11110 | Humanities Building | City | [16 empty] | 45 | 45-Industry |  |  |  |  | Category: Equipment - Radio Station | [9 empty] | TBD |  |  |  | TBD |  | TBD | [12 empty] | No | Yes | No | Yes | No
11110 | Humanities Building | City | [16 empty] | 45 | 45-Industry |  |  |  |  | Category: Equipment - Educational - Other | [9 empty] | TBD |  |  |  | TBD |  | TBD | [12 empty] | No | Yes | No | Yes | No
11110 | Humanities Building | City | [16 empty] | 45 | 45-Industry |  |  |  |  | Category: Equipment - Theatre / Costuming | [9 empty] | TBD |  |  |  | TBD |  | TBD | [12 empty] | No | Yes | No | Yes | No
11110 | Humanities Building | City | [16 empty] | 45 | 45-Industry |  |  |  |  | Category: Equipment - TV Studio | [9 empty] | TBD |  |  |  | TBD |  | TBD | [12 empty] | No | Yes | No | Yes | No
11110 | Humanities Building | City | [16 empty] | 45 | 45-Industry |  |  |  |  | Category: Equipment - EVOC | [9 empty] | TBD |  |  |  | TBD |  | TBD | [12 empty] | No | Yes | No | Yes | No
11110 | Humanities Building | City | [16 empty] | 45 | 45-Industry |  |  |  |  | Category: Emergency Eyewash Stations (2/26/18 CW says no systematic plan to check on jobwalk) | [9 empty] | TBD |  |  |  | TBD |  | TBD | [12 empty] | No | Yes | No | Yes | No
11110 | Humanities Building | City | [16 empty] | 45 | 45-Industry |  |  |  |  | Category: Equipment - Sports (i.e. Pole Vault Mats) | [9 empty] | TBD |  |  |  | TBD |  | TBD | [12 empty] | No | Yes | ? | No | No
11110 | Humanities Building | City | [16 empty] | 45 | 45-Industry |  |  |  |  | Category: Equipment - Music | [9 empty] | TBD |  |  |  | TBD |  | TBD | [12 empty] | No | Yes | ? | Yes | No
11110 | Humanities Building | City | [16 empty] | 45 | 45-Industry |  |  |  |  | Category: Chemical Shelf / Storage Cabinet for Flammable Storage | [9 empty] | TBD |  |  |  | TBD |  | TBD | [12 empty] | No | Yes | ? | No | No
11110 | Humanities Building | City | [16 empty] | A-50 | A-50-Furniture |  |  |  |  | Category: filing cabinets | [9 empty] | TBD |  |  |  | TBD |  | TBD | [12 empty] | No | Yes | Yes | Yes | Yes
11110 | Humanities Building | City | [16 empty] | A-50 | A-50-Furniture |  |  |  |  | Category: tables | [9 empty] | TBD |  |  |  | TBD |  | TBD | [12 empty] | No | Yes | Yes | Yes | Yes
11110 | Humanities Building | City | [16 empty] | A-50 | A-50-Furniture |  |  |  |  | Category: desks | [9 empty] | TBD |  |  |  | TBD |  | TBD | [12 empty] | No | Yes | Yes | Yes | Yes
11110 | Humanities Building | City | [16 empty] | A-50 | A-50-Furniture |  |  |  |  | Category: chairs | [9 empty] | TBD |  |  |  | TBD |  | TBD | [12 empty] | No | Yes | Yes | Yes | Yes
11110 | Humanities Building | City | [16 empty] | A-51 | A-51-Info-Tech |  |  |  |  | Category: desk-lights | [9 empty] | TBD |  |  |  | TBD |  | TBD | [12 empty] | Yes | No | No | No | No
11110 | Humanities Building | City | [16 empty] | A-51 | A-51-Info-Tech |  |  |  |  | Category: keyboards / mice | [9 empty] | TBD |  |  |  | TBD |  | TBD | [12 empty] | Yes | No | No | No | No
11110 | Humanities Building | City | [16 empty] | A-51 | A-51-Info-Tech |  |  |  |  | Category: computers | [9 empty] | TBD |  |  |  | TBD |  | TBD | [12 empty] | No | Yes | Yes | Yes | Yes
11110 | Humanities Building | City | [16 empty] | A-51 | A-51-Info-Tech |  |  |  |  | Category: servers | [9 empty] | TBD |  |  |  | TBD |  | TBD | [12 empty] | No | Yes | Yes | Yes | Yes
11110 | Humanities Building | City | [16 empty] | A-51 | A-51-Info-Tech |  |  |  |  | Category: printers / copiers / scanners | [9 empty] | TBD |  |  |  | TBD |  | TBD | [12 empty] | No | Yes | Yes | Yes | Yes
11110 | Humanities Building | City | [16 empty] | A-51 | A-51-Info-Tech |  |  |  |  | Category: server UPS | [9 empty] | TBD |  |  |  | TBD |  | TBD | [12 empty] | No | Yes | Yes | Yes | ?
11110 | Humanities Building | City | [16 empty] | A-51 | A-51-Info-Tech |  |  |  |  | Category: software | [9 empty] | TBD |  |  |  | TBD |  | TBD | [12 empty] | No | Yes | Yes | No | ?
11110 | Humanities Building | City | [16 empty] | A-52 | A-52-Police Equip |  |  |  |  | Category: Weapons | [9 empty] | TBD |  |  |  | TBD |  | TBD | [12 empty] | No | Yes | Yes | Yes | ?
11110 | Humanities Building | City | [16 empty] | A-53 | A-53-MO Equip |  |  |  |  | Category: Tools (over $200) | [9 empty] | TBD |  |  |  | TBD |  | TBD | [12 empty] | No | Yes | Yes | Yes | No
11110 | Humanities Building | City | [16 empty] | A-53 | A-53-MO Equip |  |  |  |  | Category: compressors | [9 empty] | TBD |  |  |  | TBD |  | TBD | [12 empty] | No | Yes | Yes | Yes | No
11110 | Humanities Building | City | [16 empty] | A-53 | A-53-MO Equip |  |  |  |  | Category: Forklifts, etc (DSC); cranes | [9 empty] | TBD |  |  |  | TBD |  | TBD | [12 empty] | No | Yes | Yes | Yes | Yes
11110 | Humanities Building | City | [16 empty] | A-54 | A-54-Vehicles |  |  |  |  | Category: Cars / Carts (DSC) | [9 empty] | TBD |  |  |  | TBD |  | TBD | [12 empty] | No | Yes | Yes | Yes | Yes

## 11220
Project | ProjectName | Campus | Building | Fusion# | Floor | Room | RoomName | Latitude | Longitide | GeneralvsFixed | AssetIDNo | FAIDNo | Make | Model | SerialNo | CSIDiv | CSI | SubGroup01 | SubGroup02 | SubGroup03 | SubGroup04 | Item | ClassPriority | ClassCompliance | ClassInterconnect | ClassWarranty | ClassCondition | ClassBlanket | Takeoff | Callout | Sheet | OM | OMBinderNo | OMTabNo | OMDigital | Submittal | SubmittalDigital | EqWarranty | EqWarrantyDigital | EqWarrantyDuration | EqWarrantyStarts | EqWarrantyExpires | LifeCycleDuration | LifeCycleExpires | ServiceContract | ServiceContractCo | DistrictResponsible | OrigContractor | OrigContract | CostEstimateatStart | Item a Consumable ? | Recommend Indiv item Tracking? | Currently Indiv item tracked? | Recommend Waldrop ID Tag? | Currently Waldrop ID Tag?
11220 | Career Technology Center | City | Voc Tech | 24 | [11 empty] | 5 | 05-Metals |  |  |  |  | Category: Misc Metal | [6 empty] | No |  |  | TBD |  |  | TBD | TBD | TBD | TBD | TBD | [11 empty] | No | No | No | No | No
11220 | Career Technology Center | City | Voc Tech | 24 | [11 empty] | 6 | 06-Wood, Plastics, etc. |  |  |  |  | Category: Casework / Shelving / Counters | [6 empty] | No |  |  | TBD |  |  | TBD | TBD | TBD | TBD | TBD | [11 empty] | No | Yes | No | No | No
11220 | Career Technology Center | City | Voc Tech | 24 | [11 empty] | 7 | 07-Thermal/Moisture-Protect |  |  |  |  | Category: Composite Metal Panel | [6 empty] | No |  |  | TBD |  |  | TBD | TBD | TBD | TBD | TBD | [11 empty] | No | Yes | No | No | No
11220 | Career Technology Center | City | Voc Tech | 24 | [11 empty] | 7 | 07-Thermal/Moisture-Protect |  |  |  |  | Category: Rain Screen System | [6 empty] | No |  |  | TBD |  |  | TBD | TBD | TBD | TBD | TBD | [11 empty] | No | Yes | No | No | No
11220 | Career Technology Center | City | Voc Tech | 24 | [11 empty] | 7 | 07-Thermal/Moisture-Protect |  |  |  |  | Category: Roof Accessories (i.e roof ladder; roof hatch) | [6 empty] | No |  |  | TBD |  |  | TBD | TBD | TBD | TBD | TBD | [11 empty] | No | Yes | No | No | No
11220 | Career Technology Center | City | Voc Tech | 24 | [11 empty] | 7 | 07-Thermal/Moisture-Protect |  |  |  |  | Category: Roofing (PVC) and other | [6 empty] | No |  |  | TBD |  |  | TBD | TBD | TBD | TBD | TBD | [11 empty] | No | Yes | No | No | No
11220 | Career Technology Center | City | Voc Tech | 24 | [11 empty] | 7 | 07-Thermal/Moisture-Protect |  |  |  |  | Category: Waterproofing (Other) | [6 empty] | No |  |  | TBD |  |  | TBD | TBD | TBD | TBD | TBD | [11 empty] | No | Yes | No | No | No
11220 | Career Technology Center | City | Voc Tech | 24 | [11 empty] | 7 | 07-Thermal/Moisture-Protect |  |  |  |  | Category: Roof Walking Pad | [6 empty] | No |  |  | TBD |  |  | TBD | TBD | TBD | TBD | TBD | [11 empty] | No | No | No | No | No
11220 | Career Technology Center | City | Voc Tech | 24 | [11 empty] | 7 | 07-Thermal/Moisture-Protect |  |  |  |  | Category: Solar Glass (see Solar Panels) | [6 empty] | No |  |  | TBD |  |  | TBD | TBD | TBD | TBD | TBD | [11 empty] | No | No | No | No | No
11220 | Career Technology Center | City | Voc Tech | 24 | [11 empty] | 8 | 08-Openings |  |  |  |  | Category: Access Door | [6 empty] | No |  |  | TBD |  |  | TBD | TBD | TBD | TBD | TBD | [11 empty] | No | Yes | No | No | No
11220 | Career Technology Center | City | Voc Tech | 24 | [11 empty] | 8 | 08-Openings |  |  |  |  | Category: Curtain Wall Exterior Window System | [6 empty] | No |  |  | TBD |  |  | TBD | TBD | TBD | TBD | TBD | [11 empty] | No | Yes | No | No | No
11220 | Career Technology Center | City | Voc Tech | 24 | [11 empty] | 8 | 08-Openings |  |  |  |  | Category: Doors | [6 empty] | No |  |  | TBD |  |  | TBD | TBD | TBD | TBD | TBD | [11 empty] | No | Yes | No | No | No
11220 | Career Technology Center | City | Voc Tech | 24 | [11 empty] | 8 | 08-Openings |  |  |  |  | Category: Hardware - panic devices | [6 empty] | No |  |  | TBD |  |  | TBD | TBD | TBD | TBD | TBD | [11 empty] | No | Yes | No | No | No
11220 | Career Technology Center | City | Voc Tech | 24 | [11 empty] | 8 | 08-Openings |  |  |  |  | Category: Overhead coiling doors | [6 empty] | No |  |  | TBD |  |  | TBD | TBD | TBD | TBD | TBD | [11 empty] | No | Yes | No | No | No
11220 | Career Technology Center | City | Voc Tech | 24 | [11 empty] | 8 | 08-Openings |  |  |  |  | Category: SolarTubes (Operable and not operable) | [6 empty] | No |  |  | TBD |  |  | TBD | TBD | TBD | TBD | TBD | [11 empty] | No | Yes | No | No | No
11220 | Career Technology Center | City | Voc Tech | 24 | [11 empty] | 8 | 08-Openings |  |  |  |  | Category: Windows / Glazing | [6 empty] | No |  |  | TBD |  |  | TBD | TBD | TBD | TBD | TBD | [11 empty] | No | Yes | No | No | No
11220 | Career Technology Center | City | Voc Tech | 24 | [11 empty] | 8 | 08-Openings |  |  |  |  | Category: Door Hardware - related to FLS; panic hardware/ elec door holdopens / (see also ADA access buttons) | [6 empty] | No |  |  | TBD |  |  | TBD | TBD | TBD | TBD | TBD | [11 empty] | No | Yes | ? | No | No
11220 | Career Technology Center | City | Voc Tech | 24 | [11 empty] | 9 | 09-Finishes |  |  |  |  | Category: Paint (use for take-off SF estimates of paint?? - planning) | [6 empty] | No |  |  | TBD |  |  | TBD | TBD | TBD | TBD | TBD | [11 empty] | Yes | Yes | No | No | No
11220 | Career Technology Center | City | Voc Tech | 24 | [11 empty] | 9 | 09-Finishes |  |  |  |  | Category: Anti-Graffiti Coating | [6 empty] | No |  |  | TBD |  |  | TBD | TBD | TBD | TBD | TBD | [11 empty] | Yes | No | No | No | No
11220 | Career Technology Center | City | Voc Tech | 24 | [11 empty] | 9 | 09-Finishes |  |  |  |  | Category: Acoustic Panel Ceiling | [6 empty] | No |  |  | TBD |  |  | TBD | TBD | TBD | TBD | TBD | [11 empty] | No | Yes | No | No | No
11220 | Career Technology Center | City | Voc Tech | 24 | [11 empty] | 9 | 09-Finishes |  |  |  |  | Category: Flooring - carpet | [6 empty] | No |  |  | TBD |  |  | TBD | TBD | TBD | TBD | TBD | [11 empty] | No | Yes | No | No | no
11220 | Career Technology Center | City | Voc Tech | 24 | [11 empty] | 9 | 09-Finishes |  |  |  |  | Category: Flooring - other | [6 empty] | No |  |  | TBD |  |  | TBD | TBD | TBD | TBD | TBD | [11 empty] | No | Yes | No | No | No
11220 | Career Technology Center | City | Voc Tech | 24 | [11 empty] | 9 | 09-Finishes |  |  |  |  | Category: Flooring - vct | [6 empty] | No |  |  | TBD |  |  | TBD | TBD | TBD | TBD | TBD | [11 empty] | No | Yes | No | No | No
11220 | Career Technology Center | City | Voc Tech | 24 | [11 empty] | 9 | 09-Finishes |  |  |  |  | Category: Wall covering (fabric vs frp etc) - track manufacturer | [6 empty] | No |  |  | TBD |  |  | TBD | TBD | TBD | TBD | TBD | [11 empty] | No | Yes | No | No | No
11220 | Career Technology Center | City | Voc Tech | 24 | [11 empty] | 10 | 10-Specialties | Restroom |  |  |  | Category: Paper Towel Dispenser | [6 empty] | No |  |  | TBD |  |  | TBD | TBD | TBD | TBD | TBD | [11 empty] | Yes | No | No | No | No
11220 | Career Technology Center | City | Voc Tech | 24 | [11 empty] | 10 | 10-Specialties | Restroom |  |  |  | Category: Soap Dispenser | [6 empty] | No |  |  | TBD |  |  | TBD | TBD | TBD | TBD | TBD | [11 empty] | Yes | No | No | No | No
11220 | Career Technology Center | City | Voc Tech | 24 | [11 empty] | 10 | 10-Specialties | Restroom |  |  |  | Category: Toilet Paper Dispenser | [6 empty] | No |  |  | TBD |  |  | TBD | TBD | TBD | TBD | TBD | [11 empty] | Yes | No | No | No | No
11220 | Career Technology Center | City | Voc Tech | 24 | [11 empty] | 10 | 10-Specialties | Restroom |  |  |  | Category: Toilet Seat Cover Dispenser | [6 empty] | No |  |  | TBD |  |  | TBD | TBD | TBD | TBD | TBD | [11 empty] | Yes | No | No | No | No
11220 | Career Technology Center | City | Voc Tech | 24 | [11 empty] | 10 | 10-Specialties | Restroom |  |  |  | Category: Elec Hand Dryer | [6 empty] | No |  |  | TBD |  |  | TBD | TBD | TBD | TBD | TBD | [11 empty] | No | Yes | No | No | No
11220 | Career Technology Center | City | Voc Tech | 24 | [11 empty] | 10 | 10-Specialties | Restroom |  |  |  | Category: Sanitary Napkin/Tampon Dispenser | [6 empty] | No |  |  | TBD |  |  | TBD | TBD | TBD | TBD | TBD | [11 empty] | No | Yes | No | No | No
11220 | Career Technology Center | City | Voc Tech | 24 | [11 empty] | 10 | 10-Specialties | Restroom |  |  |  | Category: Toilet & Urinal Compartments / Bathroom Stalls | [6 empty] | No |  |  | TBD |  |  | TBD | TBD | TBD | TBD | TBD | [11 empty] | No | Yes | No | No | No
11220 | Career Technology Center | City | Voc Tech | 24 | [11 empty] | 10 | 10-Specialties | Restroom |  |  |  | Category: Baby Changing Apparatus in Bathroom | [6 empty] | No |  |  | TBD |  |  | TBD | TBD | TBD | TBD | TBD | [11 empty] | No | Yes | No | No | No
11220 | Career Technology Center | City | Voc Tech | 24 | [11 empty] | 10 | 10-Specialties | Restroom |  |  |  | Category: ADA Bathroom Grab Bars | [6 empty] | No |  |  | TBD |  |  | TBD | TBD | TBD | TBD | TBD | [11 empty] | No | No | No | No | No
11220 | Career Technology Center | City | Voc Tech | 24 | [11 empty] | 10 | 10-Specialties | Restroom |  |  |  | Category: Bathroom trash can (recessed) | [6 empty] | No |  |  | TBD |  |  | TBD | TBD | TBD | TBD | TBD | [11 empty] | No | No | No | No | No
11220 | Career Technology Center | City | Voc Tech | 24 | [11 empty] | 10 | 10-Specialties | Restroom |  |  |  | Category: Mirror | [6 empty] | No |  |  | TBD |  |  | TBD | TBD | TBD | TBD | TBD | [11 empty] | No | No | No | No | No
11220 | Career Technology Center | City | Voc Tech | 24 | [11 empty] | 10 | 10-Specialties |  |  |  |  | Category: Tack Board - small | [6 empty] | No |  |  | TBD |  |  | TBD | TBD | TBD | TBD | TBD | [11 empty] | Yes | No | No | No | No
11220 | Career Technology Center | City | Voc Tech | 24 | [11 empty] | 10 | 10-Specialties |  |  |  |  | Category: White Boards - small | [6 empty] | No |  |  | TBD |  |  | TBD | TBD | TBD | TBD | TBD | [11 empty] | Yes | No | No | No | No
11220 | Career Technology Center | City | Voc Tech | 24 | [11 empty] | 10 | 10-Specialties |  |  |  |  | Category: Fire Extinguishers /FE Cabinets | [6 empty] | No |  |  | TBD |  |  | TBD | TBD | TBD | TBD | TBD | [11 empty] | No | Yes | Yes | Yes | No
11220 | Career Technology Center | City | Voc Tech | 24 | [11 empty] | 10 | 10-Specialties |  |  |  |  | Category: Modular Office Walls | [6 empty] | No |  |  | TBD |  |  | TBD | TBD | TBD | TBD | TBD | [11 empty] | No | Yes | Yes | Yes | Yes
11220 | Career Technology Center | City | Voc Tech | 24 | [11 empty] | 10 | 10-Specialties |  |  |  |  | Category: Fire Curtain / Fire Wall | [6 empty] | No |  |  | TBD |  |  | TBD | TBD | TBD | TBD | TBD | [11 empty] | No | Yes | Yes | No | Yes
11220 | Career Technology Center | City | Voc Tech | 24 | [11 empty] | 10 | 10-Specialties |  |  |  |  | Category: Defibrillator Cabinets | [6 empty] | No |  |  | TBD |  |  | TBD | TBD | TBD | TBD | TBD | [11 empty] | No | Yes | No | No | No
11220 | Career Technology Center | City | Voc Tech | 24 | [11 empty] | 10 | 10-Specialties |  |  |  |  | Category: Display Case (i.e. Recessed Display Case / Lockable) | [6 empty] | No |  |  | TBD |  |  | TBD | TBD | TBD | TBD | TBD | [11 empty] | No | Yes | No | No | No
11220 | Career Technology Center | City | Voc Tech | 24 | [11 empty] | 10 | 10-Specialties |  |  |  |  | Category: Operable Wall | [6 empty] | No |  |  | TBD |  |  | TBD | TBD | TBD | TBD | TBD | [11 empty] | No | Yes | No | No | Yes
11220 | Career Technology Center | City | Voc Tech | 24 | [11 empty] | 10 | 10-Specialties |  |  |  |  | Category: Signage - Egress | [6 empty] | No |  |  | TBD |  |  | TBD | TBD | TBD | TBD | TBD | [11 empty] | No | Yes | No | No | No
11220 | Career Technology Center | City | Voc Tech | 24 | [11 empty] | 10 | 10-Specialties |  |  |  |  | Category: Tack Board - large | [6 empty] | No |  |  | TBD |  |  | TBD | TBD | TBD | TBD | TBD | [11 empty] | No | Yes | No | No | No
11220 | Career Technology Center | City | Voc Tech | 24 | [11 empty] | 10 | 10-Specialties |  |  |  |  | Category: White Boards - large | [6 empty] | No |  |  | TBD |  |  | TBD | TBD | TBD | TBD | TBD | [11 empty] | No | Yes | No | No | No
11220 | Career Technology Center | City | Voc Tech | 24 | [11 empty] | 10 | 10-Specialties |  |  |  |  | Category: Parking Signage (incl ADA) | [6 empty] | No |  |  | TBD |  |  | TBD | TBD | TBD | TBD | TBD | [11 empty] | No | Yes | ? | No | No
11220 | Career Technology Center | City | Voc Tech | 24 | [11 empty] | 10 | 10-Specialties |  |  |  |  | Category: Emergency Key Cabinets (i.e. Knox-Box) | [6 empty] | No |  |  | TBD |  |  | TBD | TBD | TBD | TBD | TBD | [11 empty] | No | Yes | ? | No | No
11220 | Career Technology Center | City | Voc Tech | 24 | [11 empty] | 10 | 10-Specialties |  |  |  |  | Category: Corner Guard / Wall Guard | [6 empty] | No |  |  | TBD |  |  | TBD | TBD | TBD | TBD | TBD | [11 empty] | No | No | No | No | No
11220 | Career Technology Center | City | Voc Tech | 24 | [11 empty] | 10 | 10-Specialties |  |  |  |  | Category: Locker room benches | [6 empty] | No |  |  | TBD |  |  | TBD | TBD | TBD | TBD | TBD | [11 empty] | No | No | No | No | No
11220 | Career Technology Center | City | Voc Tech | 24 | [11 empty] | 10 | 10-Specialties |  |  |  |  | Category: Signage - Directional | [6 empty] | No |  |  | TBD |  |  | TBD | TBD | TBD | TBD | TBD | [11 empty] | No | No | No | No | No
11220 | Career Technology Center | City | Voc Tech | 24 | [11 empty] | 10 | 10-Specialties |  |  |  |  | Category: Signage - Rooms | [6 empty] | No |  |  | TBD |  |  | TBD | TBD | TBD | TBD | TBD | [11 empty] | No | No | No | No | No
11220 | Career Technology Center | City | Voc Tech | 24 | [11 empty] | 11 | 11-Equipment | Classroom |  |  |  | Category: Fixed Projection Screens (motorized and manual) | [6 empty] | No |  |  | TBD |  |  | TBD | TBD | TBD | TBD | TBD | [11 empty] | No | Yes | ? | No | No
11220 | Career Technology Center | City | Voc Tech | 24 | [11 empty] | 11 | 11-Equipment | Food-Service |  |  |  | Category: Glove dispesner | [6 empty] | No |  |  | TBD |  |  | TBD | TBD | TBD | TBD | TBD | [11 empty] | Yes | No | No | No | No
11220 | Career Technology Center | City | Voc Tech | 24 | [11 empty] | 11 | 11-Equipment | Food-Service |  |  |  | Category: Coffee Maker (i.e. Airpot; Expresso Machine/Grinder) | [6 empty] | No |  |  | TBD |  |  | TBD | TBD | TBD | TBD | TBD | [11 empty] | No | Yes | Yes | Yes | Yes
11220 | Career Technology Center | City | Voc Tech | 24 | [11 empty] | 11 | 11-Equipment | Food-Service |  |  |  | Category: Dishwasher | [6 empty] | No |  |  | TBD |  |  | TBD | TBD | TBD | TBD | TBD | [11 empty] | No | Yes | Yes | Yes | Yes
11220 | Career Technology Center | City | Voc Tech | 24 | [11 empty] | 11 | 11-Equipment | Food-Service |  |  |  | Category: Food Service Equipment (Other / Specialized) | [6 empty] | No |  |  | TBD |  |  | TBD | TBD | TBD | TBD | TBD | [11 empty] | No | Yes | Yes | Yes | Yes
11220 | Career Technology Center | City | Voc Tech | 24 | [11 empty] | 11 | 11-Equipment | Food-Service |  |  |  | Category: Freezer / Walk-in Cooler -- Fixed | [6 empty] | No |  |  | TBD |  |  | TBD | TBD | TBD | TBD | TBD | [11 empty] | No | Yes | Yes | No | Yes
11220 | Career Technology Center | City | Voc Tech | 24 | [11 empty] | 11 | 11-Equipment | Food-Service |  |  |  | Category: Freezer / Walk-in Cooler -- Non-Fixed | [6 empty] | No |  |  | TBD |  |  | TBD | TBD | TBD | TBD | TBD | [11 empty] | No | Yes | Yes | Yes | Yes
11220 | Career Technology Center | City | Voc Tech | 24 | [11 empty] | 11 | 11-Equipment | Food-Service |  |  |  | Category: Ice Maker | [6 empty] | No |  |  | TBD |  |  | TBD | TBD | TBD | TBD | TBD | [11 empty] | No | Yes | Yes | Yes | Yes
11220 | Career Technology Center | City | Voc Tech | 24 | [11 empty] | 11 | 11-Equipment | Food-Service |  |  |  | Category: Microwave | [6 empty] | No |  |  | TBD |  |  | TBD | TBD | TBD | TBD | TBD | [11 empty] | No | Yes | Yes | Yes | Yes
11220 | Career Technology Center | City | Voc Tech | 24 | [11 empty] | 11 | 11-Equipment | Food-Service |  |  |  | Category: Mixer/Blender | [6 empty] | No |  |  | TBD |  |  | TBD | TBD | TBD | TBD | TBD | [11 empty] | No | Yes | Yes | Yes | Yes
11220 | Career Technology Center | City | Voc Tech | 24 | [11 empty] | 11 | 11-Equipment | Food-Service |  |  |  | Category: Prep Sink | [6 empty] | No |  |  | TBD |  |  | TBD | TBD | TBD | TBD | TBD | [11 empty] | No | Yes | Yes | Yes | Yes
11220 | Career Technology Center | City | Voc Tech | 24 | [11 empty] | 11 | 11-Equipment | Food-Service |  |  |  | Category: Oven | [6 empty] | No |  |  | TBD |  |  | TBD | TBD | TBD | TBD | TBD | [11 empty] | No | Yes | Yes | No | Yes
11220 | Career Technology Center | City | Voc Tech | 24 | [11 empty] | 11 | 11-Equipment | Food-Service |  |  |  | Category: POS cash register / point of sale | [6 empty] | No |  |  | TBD |  |  | TBD | TBD | TBD | TBD | TBD | [11 empty] | No | Yes | Yes | Yes | Yes
11220 | Career Technology Center | City | Voc Tech | 24 | [11 empty] | 11 | 11-Equipment | Food-Service |  |  |  | Category: Water Filration System | [6 empty] | No |  |  | TBD |  |  | TBD | TBD | TBD | TBD | TBD | [11 empty] | No | Yes | Yes | Yes | Yes
11220 | Career Technology Center | City | Voc Tech | 24 | [11 empty] | 11 | 11-Equipment | Food-Service |  |  |  | Category: Food Service Sinks / Dipperwell Assembly | [6 empty] | No |  |  | TBD |  |  | TBD | TBD | TBD | TBD | TBD | [11 empty] | No | Yes | No | No | No
11220 | Career Technology Center | City | Voc Tech | 24 | [11 empty] | 11 | 11-Equipment | Food-Service |  |  |  | Category: Freezer Merchandiser | [6 empty] | No |  |  | TBD |  |  | TBD | TBD | TBD | TBD | TBD | [11 empty] | No | Yes | No | Yes | No
11220 | Career Technology Center | City | Voc Tech | 24 | [11 empty] | 11 | 11-Equipment | Food-Service |  |  |  | Category: Garbage disposer | [6 empty] | No |  |  | TBD |  |  | TBD | TBD | TBD | TBD | TBD | [11 empty] | No | Yes | No | No | No
11220 | Career Technology Center | City | Voc Tech | 24 | [11 empty] | 11 | 11-Equipment | Food-Service |  |  |  | Category: Hot cabinets | [6 empty] | No |  |  | TBD |  |  | TBD | TBD | TBD | TBD | TBD | [11 empty] | No | Yes | No | Yes | No
11220 | Career Technology Center | City | Voc Tech | 24 | [11 empty] | 11 | 11-Equipment | Food-Service |  |  |  | Category: General food service millwork | [6 empty] | No |  |  | TBD |  |  | TBD | TBD | TBD | TBD | TBD | [11 empty] | No | Yes | No | No | No
11220 | Career Technology Center | City | Voc Tech | 24 | [11 empty] | 11 | 11-Equipment |  |  |  |  | Category: Parking Control Equipment (i.e. Parking Permit Machine) | [6 empty] | No |  |  | TBD |  |  | TBD | TBD | TBD | TBD | TBD | [11 empty] | No | Yes | Yes | No | Yes
11220 | Career Technology Center | City | Voc Tech | 24 | [11 empty] | 11 | 11-Equipment |  |  |  |  | Category: Cabinets (with drawers/doors) | [6 empty] | No |  |  | TBD |  |  | TBD | TBD | TBD | TBD | TBD | [11 empty] | No | Yes | No | No | No
11220 | Career Technology Center | City | Voc Tech | 24 | [11 empty] | 11 | 11-Equipment |  |  |  |  | Category: Counters (with drawers/doors) | [6 empty] | No |  |  | TBD |  |  | TBD | TBD | TBD | TBD | TBD | [11 empty] | No | Yes | No | No | No
11220 | Career Technology Center | City | Voc Tech | 24 | [11 empty] | 11 | 11-Equipment |  |  |  |  | Category: Employee lockers | [6 empty] | No |  |  | TBD |  |  | TBD | TBD | TBD | TBD | TBD | [11 empty] | No | Yes | No | No | Yes
11220 | Career Technology Center | City | Voc Tech | 24 | [11 empty] | 11 | 11-Equipment |  |  |  |  | Category: Faucet | [6 empty] | No |  |  | TBD |  |  | TBD | TBD | TBD | TBD | TBD | [11 empty] | No | Yes | No | No | No
11220 | Career Technology Center | City | Voc Tech | 24 | [11 empty] | 11 | 11-Equipment |  |  |  |  | Category: Grease Interceptor | [6 empty] | No |  |  | TBD |  |  | TBD | TBD | TBD | TBD | TBD | [11 empty] | No | Yes | No | No | No
11220 | Career Technology Center | City | Voc Tech | 24 | [11 empty] | 11 | 11-Equipment |  |  |  |  | Category: Hot water heater | [6 empty] | No |  |  | TBD |  |  | TBD | TBD | TBD | TBD | TBD | [11 empty] | No | Yes | No | No | No
11220 | Career Technology Center | City | Voc Tech | 24 | [11 empty] | 11 | 11-Equipment |  |  |  |  | Category: Knock Box | [6 empty] | No |  |  | TBD |  |  | TBD | TBD | TBD | TBD | TBD | [11 empty] | No | Yes | No | No | No
11220 | Career Technology Center | City | Voc Tech | 24 | [11 empty] | 11 | 11-Equipment |  |  |  |  | Category: Window Washing Davit Base | [6 empty] | No |  |  | TBD |  |  | TBD | TBD | TBD | TBD | TBD | [11 empty] | No | No | No | No | No
11220 | Career Technology Center | City | Voc Tech | 24 | [11 empty] | 11 | 11-Equipment |  |  |  |  | Category: Window Washing Equipment | [6 empty] | No |  |  | TBD |  |  | TBD | TBD | TBD | TBD | TBD | [11 empty] | No | No | No | No | No
11220 | Career Technology Center | City | Voc Tech | 24 | [11 empty] | 12 | 12-Furnishings | Office |  |  |  | Category: Systems Furniture / Cubicles | [6 empty] | No |  |  | TBD |  |  | TBD | TBD | TBD | TBD | TBD | [11 empty] | No | Yes | No | No | No
11220 | Career Technology Center | City | Voc Tech | 24 | [11 empty] | 12 | 12-Furnishings | Site |  |  |  | Category: Bench | [6 empty] | No |  |  | TBD |  |  | TBD | TBD | TBD | TBD | TBD | [11 empty] | No | Yes | No | No | No
11220 | Career Technology Center | City | Voc Tech | 24 | [11 empty] | 12 | 12-Furnishings | Site |  |  |  | Category: Bike Rack | [6 empty] | No |  |  | TBD |  |  | TBD | TBD | TBD | TBD | TBD | [11 empty] | No | Yes | No | No | No
11220 | Career Technology Center | City | Voc Tech | 24 | [11 empty] | 12 | 12-Furnishings | Site |  |  |  | Category: Bus Shelter | [6 empty] | No |  |  | TBD |  |  | TBD | TBD | TBD | TBD | TBD | [11 empty] | No | Yes | No | No | No
11220 | Career Technology Center | City | Voc Tech | 24 | [11 empty] | 12 | 12-Furnishings | Site |  |  |  | Category: Picnic Table | [6 empty] | No |  |  | TBD |  |  | TBD | TBD | TBD | TBD | TBD | [11 empty] | No | Yes | No | No | No
11220 | Career Technology Center | City | Voc Tech | 24 | [11 empty] | 12 | 12-Furnishings | Site |  |  |  | Category: Site Furnishings: Trash Can ' Litter Receptacle | [6 empty] | No |  |  | TBD |  |  | TBD | TBD | TBD | TBD | TBD | [11 empty] | No | Yes | No | No | No
11220 | Career Technology Center | City | Voc Tech | 24 | [11 empty] | 12 | 12-Furnishings |  |  |  |  | Category: Furniture - Other | [6 empty] | No |  |  | TBD |  |  | TBD | TBD | TBD | TBD | TBD | [11 empty] | No | Yes | Yes | Yes | Yes
11220 | Career Technology Center | City | Voc Tech | 24 | [11 empty] | 12 | 12-Furnishings |  |  |  |  | Category: Modular Canopy Shades | [6 empty] | No |  |  | TBD |  |  | TBD | TBD | TBD | TBD | TBD | [11 empty] | No | Yes | No | No | No
11220 | Career Technology Center | City | Voc Tech | 24 | [11 empty] | 12 | 12-Furnishings |  |  |  |  | Category: Portable table with stacking chairs | [6 empty] | No |  |  | TBD |  |  | TBD | TBD | TBD | TBD | TBD | [11 empty] | No | Yes | No | Yes | No
11220 | Career Technology Center | City | Voc Tech | 24 | [11 empty] | 12 | 12-Furnishings |  |  |  |  | Category: Auditorium Seating | [6 empty] | No |  |  | TBD |  |  | TBD | TBD | TBD | TBD | TBD | [11 empty] | No | Yes | No | No | No
11220 | Career Technology Center | City | Voc Tech | 24 | [11 empty] | 12 | 12-Furnishings |  |  |  |  | Category: Blinds /Shades / Curtains (Window Covering) | [6 empty] | No |  |  | TBD |  |  | TBD | TBD | TBD | TBD | TBD | [11 empty] | No | Yes | No | No | No
11220 | Career Technology Center | City | Voc Tech | 24 | [11 empty] | 12 | 12-Furnishings |  |  |  |  | Category: Student Chairs | [6 empty] | No |  |  | TBD |  |  | TBD | TBD | TBD | TBD | TBD | [11 empty] | No | Yes | No | Yes | No
11220 | Career Technology Center | City | Voc Tech | 24 | [11 empty] | 12 | 12-Furnishings |  |  |  |  | Category: Student Desks | [6 empty] | No |  |  | TBD |  |  | TBD | TBD | TBD | TBD | TBD | [11 empty] | No | Yes | No | Yes | No
11220 | Career Technology Center | City | Voc Tech | 24 | [11 empty] | 12 | 12-Furnishings |  |  |  |  | Category: Walk off Mat | [6 empty] | No |  |  | TBD |  |  | TBD | TBD | TBD | TBD | TBD | [11 empty] | No | No | No | No | No
11220 | Career Technology Center | City | Voc Tech | 24 | [11 empty] | 12 | 12-Furnishings |  |  |  |  | Category: Stadium Seating | [6 empty] | No |  |  | TBD |  |  | TBD | TBD | TBD | TBD | TBD | [11 empty] | No | No | No | No | No
11220 | Career Technology Center | City | Voc Tech | 24 | [11 empty] | 14 | 14-Conveying-Equip |  |  |  |  | Category: Elevator | [6 empty] | No |  |  | TBD |  |  | TBD | TBD | TBD | TBD | TBD | [11 empty] | No | Yes | Yes | No | No
11220 | Career Technology Center | City | Voc Tech | 24 | [11 empty] | 14 | 14-Conveying-Equip |  |  |  |  | Category: Elevator Room Equipment | [6 empty] | No |  |  | TBD |  |  | TBD | TBD | TBD | TBD | TBD | [11 empty] | No | Yes | Yes | No | No
11220 | Career Technology Center | City | Voc Tech | 24 | [11 empty] | 14 | 14-Conveying-Equip |  |  |  |  | Category: Wheelchair Lift | [6 empty] | No |  |  | TBD |  |  | TBD | TBD | TBD | TBD | TBD | [11 empty] | No | Yes | Yes | No | No
11220 | Career Technology Center | City | Voc Tech | 24 | [11 empty] | 21 | 21-Fire-Suppression |  |  |  |  | Category: Fire Hydrant | [6 empty] | No |  |  | TBD |  |  | TBD | TBD | TBD | TBD | TBD | [11 empty] | No | Yes | No | No | No
11220 | Career Technology Center | City | Voc Tech | 24 | [11 empty] | 21 | 21-Fire-Suppression |  |  |  |  | Category: Backflow Device | [6 empty] | No |  |  | TBD |  |  | TBD | TBD | TBD | TBD | TBD | [11 empty] | No | Yes | No | No | No
11220 | Career Technology Center | City | Voc Tech | 24 | [11 empty] | 21 | 21-Fire-Suppression |  |  |  |  | Category: Fire Sprinkler Heads | [6 empty] | No |  |  | TBD |  |  | TBD | TBD | TBD | TBD | TBD | [11 empty] | No | Yes | ? | No | No
11220 | Career Technology Center | City | Voc Tech | 24 | [11 empty] | 21 | 21-Fire-Suppression |  |  |  |  | Category: Fire Protection Standpipe Control Valve; Zone Control Riser Valve Assembly | [6 empty] | No |  |  | TBD |  |  | TBD | TBD | TBD | TBD | TBD | [11 empty] | No | Yes | ? | No | No
11220 | Career Technology Center | City | Voc Tech | 24 | [11 empty] | 22 | 22-Plumbing |  |  |  |  | Category: Condensate Pump / Pump Sched Info | [6 empty] | TBD |  |  | TBD |  |  | TBD | TBD | TBD | TBD | TBD | [11 empty] | No | Yes | Yes | No | No
11220 | Career Technology Center | City | Voc Tech | 24 | [11 empty] | 22 | 22-Plumbing |  |  |  |  | Category: Domestic Water storage tank on roof; tower | [6 empty] | OK |  |  | TBD |  |  | TBD | TBD | TBD | TBD | TBD | [11 empty] | No | Yes | Yes | No | No
11220 | Career Technology Center | City | Voc Tech | 24 | [11 empty] | 22 | 22-Plumbing |  |  |  |  | Category: Hot Water Circ Pump / Pump Sched Info | [6 empty] | OK |  |  | TBD |  |  | TBD | TBD | TBD | TBD | TBD | [11 empty] | No | Yes | Yes | No | No
11220 | Career Technology Center | City | Voc Tech | 24 | [11 empty] | 22 | 22-Plumbing |  |  |  |  | Category: Drinking Fountains (ADA etc) | [6 empty] | OK |  |  | TBD |  |  | TBD | TBD | TBD | TBD | TBD | [11 empty] | No | Yes | No | No | No
11220 | Career Technology Center | City | Voc Tech | 24 | [11 empty] | 22 | 22-Plumbing |  |  |  |  | Category: Hot Water Heater | [6 empty] | OK |  |  | TBD |  |  | TBD | TBD | TBD | TBD | TBD | [11 empty] | No | Yes | No | No | No
11220 | Career Technology Center | City | Voc Tech | 24 | [11 empty] | 22 | 22-Plumbing |  |  |  |  | Category: Toilet / Water Closet | [6 empty] | OK |  |  | TBD |  |  | TBD | TBD | TBD | TBD | TBD | [11 empty] | No | Yes | No | No | No
11220 | Career Technology Center | City | Voc Tech | 24 | [11 empty] | 22 | 22-Plumbing |  |  |  |  | Category: Drinking Fountain - Electric | [6 empty] | TBD |  |  | TBD |  |  | TBD | TBD | TBD | TBD | TBD | [11 empty] | No | Yes | No | No | No
11220 | Career Technology Center | City | Voc Tech | 24 | [11 empty] | 22 | 22-Plumbing |  |  |  |  | Category: Mop Sink / Floor Sink | [6 empty] | OK |  |  | TBD |  |  | TBD | TBD | TBD | TBD | TBD | [11 empty] | No | Yes | No | No | No
11220 | Career Technology Center | City | Voc Tech | 24 | [11 empty] | 22 | 22-Plumbing |  |  |  |  | Category: Gas Meter | [6 empty] | No |  |  | TBD |  |  | TBD | TBD | TBD | TBD | TBD | [11 empty] | No | Yes | No | No | No
11220 | Career Technology Center | City | Voc Tech | 24 | [11 empty] | 22 | 22-Plumbing |  |  |  |  | Category: Hose Bibb | [6 empty] | OK |  |  | TBD |  |  | TBD | TBD | TBD | TBD | TBD | [11 empty] | No | Yes | No | No | No
11220 | Career Technology Center | City | Voc Tech | 24 | [11 empty] | 22 | 22-Plumbing |  |  |  |  | Category: Lavatory (Bathroom as a Unit to be tracked) | [6 empty] | OK |  |  | TBD |  |  | TBD | TBD | TBD | TBD | TBD | [11 empty] | No | Yes | No | No | No
11220 | Career Technology Center | City | Voc Tech | 24 | [11 empty] | 22 | 22-Plumbing |  |  |  |  | Category: Roof drain / roof receptor | [6 empty] | OK |  |  | TBD |  |  | TBD | TBD | TBD | TBD | TBD | [11 empty] | No | Yes | No | No | No
11220 | Career Technology Center | City | Voc Tech | 24 | [11 empty] | 22 | 22-Plumbing |  |  |  |  | Category: Sink - Classroom | [6 empty] | OK |  |  | TBD |  |  | TBD | TBD | TBD | TBD | TBD | [11 empty] | No | Yes | No | No | No
11220 | Career Technology Center | City | Voc Tech | 24 | [11 empty] | 22 | 22-Plumbing |  |  |  |  | Category: Sink - Kitchenette | [6 empty] | OK |  |  | TBD |  |  | TBD | TBD | TBD | TBD | TBD | [11 empty] | No | Yes | No | No | No
11220 | Career Technology Center | City | Voc Tech | 24 | [11 empty] | 22 | 22-Plumbing |  |  |  |  | Category: Urinal | [6 empty] | OK |  |  | TBD |  |  | TBD | TBD | TBD | TBD | TBD | [11 empty] | No | Yes | No | No | No
11220 | Career Technology Center | City | Voc Tech | 24 | [11 empty] | 22 | 22-Plumbing |  |  |  |  | Category: Valves (inside/outside) | [6 empty] | TBD |  |  | TBD |  |  | TBD | TBD | TBD | TBD | TBD | [11 empty] | No | Yes | No | No | No
11220 | Career Technology Center | City | Voc Tech | 24 | [11 empty] | 22 | 22-Plumbing |  |  |  |  | Category: Boiler & tank; Water Heater (see Water Heater Schedule) | [6 empty] | OK |  |  | TBD |  |  | TBD | TBD | TBD | TBD | TBD | [11 empty] | No | Yes | No | No | No
11220 | Career Technology Center | City | Voc Tech | 24 | [11 empty] | 22 | 22-Plumbing |  |  |  |  | Category: Water Meter | [6 empty] | No |  |  | TBD |  |  | TBD | TBD | TBD | TBD | TBD | [11 empty] | No | Yes | ? | No | No
11220 | Career Technology Center | City | Voc Tech | 24 | 5 | 516 | Dig./Analog Prep Lab | [8 empty] | 22 | 22-Plumbing |  |  |  |  | Sink | [6 empty] | Yes | S-3 | P-2.5 | TBD |  |  | TBD | TBD | TBD | TBD | TBD | [11 empty] | No | Yes | ? | No | No
11220 | Career Technology Center | City | Voc Tech | 24 | 5 | 516 | Dig./Analog Prep Lab | [8 empty] | 22 | 22-Plumbing |  |  |  |  | Silver Recovery Unit | [6 empty] | Yes | SRU-1 | P-2.5 | TBD |  |  | TBD | Yes | Yes; CTY_15410-02.1 | TBD | TBD | [11 empty] | No | Yes | ? | No | No
11220 | Career Technology Center | City | Voc Tech | 24 | 5 | 516 | Dig./Analog Prep Lab | [8 empty] | 22 | 22-Plumbing |  |  |  |  | Sink | [6 empty] | Yes | S-12 | P-2.5 | TBD |  |  | TBD | TBD | TBD | TBD | TBD | [11 empty] | No | Yes | ? | No | No
11220 | Career Technology Center | City | Voc Tech | 24 | 5 | 516 | Dig./Analog Prep Lab | [8 empty] | 22 | 22-Plumbing |  |  |  |  | Silver Recovery Unit | [6 empty] | Yes | SRU-1 | P-2.5 | TBD |  |  | TBD | Yes | Yes; CTY_15410-02.1 | TBD | TBD | [11 empty] | No | Yes | ? | No | No
11220 | Career Technology Center | City | Voc Tech | 24 | 5 | 516 | Dig./Analog Prep Lab | [8 empty] | 22 | 22-Plumbing |  |  |  |  | Sink | [6 empty] | Yes | S-4 | P-2.5 | TBD |  |  | TBD | TBD | TBD | TBD | TBD | [11 empty] | No | Yes | ? | No | No
11220 | Career Technology Center | City | Voc Tech | 24 | 5 | 516 | Dig./Analog Prep Lab | [8 empty] | 22 | 22-Plumbing |  |  |  |  | Sink | [6 empty] | Yes | S-13 | P-2.5 | TBD |  |  | TBD | TBD | TBD | TBD | TBD | [11 empty] | No | Yes | ? | No | No
11220 | Career Technology Center | City | Voc Tech | 24 | 5 | 516 | Dig./Analog Prep Lab | [5 empty] | Haws | 7301DM; 7360 |  | 22 | 22-Plumbing |  |  |  |  | Emergency Eyewash | [6 empty] | Yes | EEW-1 | P-2.5 | TBD |  |  | TBD | Yes | Yes; CTY_15412-01C | TBD | TBD | [11 empty] | No | Yes | ? | No | No
11220 | Career Technology Center | City | Voc Tech | 24 | 5 | 518 | Dig./Analog Fiber Lab | [5 empty] | Haws | 7301DM; 7360 |  | 22 | 22-Plumbing |  |  |  |  | Emergency Eyewash | [6 empty] | Yes | EEW-1 | P-2.5 | TBD |  |  | TBD | Yes | Yes; CTY_15412-01C | TBD | TBD | [11 empty] | No | Yes | ? | No | No
11220 | Career Technology Center | City | Voc Tech | 24 | 5 | 518 | Dig./Analog Fiber Lab | [8 empty] | 22 | 22-Plumbing |  |  |  |  | Sink | [6 empty] | Yes | S-10 | P-2.5 | TBD |  |  | TBD | TBD |  | TBD | TBD | [11 empty] | No | Yes | ? | No | No
11220 | Career Technology Center | City | Voc Tech | 24 | 5 | 518 | Dig./Analog Fiber Lab | [8 empty] | 22 | 22-Plumbing |  |  |  |  | Silver Recovery Unit | [6 empty] | Yes | SRU-1 | P-2.5 | TBD |  |  | TBD | Yes | Yes; CTY_15410-02.1 | TBD | TBD | [11 empty] | No | Yes | ? | No | No
11220 | Career Technology Center | City | Voc Tech | 24 | 5 | 515 | Dig./Analog Prep Lab | [8 empty] | 22 | 22-Plumbing |  |  |  |  | Silver Recovery Unit | [6 empty] | Yes | SRU-1 | P-2.5 | TBD |  |  | TBD | Yes | Yes; CTY_15410-02.1 | TBD | TBD | [11 empty] | No | Yes | ? | No | No
11220 | Career Technology Center | City | Voc Tech | 24 | 5 | 515 | Dig./Analog Prep Lab | [8 empty] | 22 | 22-Plumbing |  |  |  |  | Sink | [6 empty] | Yes | S-3 | P-2.5 | TBD |  |  | TBD | TBD | TBD | TBD | TBD | [11 empty] | No | Yes | ? | No | No
11220 | Career Technology Center | City | Voc Tech | 24 | 5 | 515 | Dig./Analog Prep Lab | [8 empty] | 22 | 22-Plumbing |  |  |  |  | Sink | [6 empty] | Yes | S-4 | P-2.5 | TBD |  |  | TBD | TBD | TBD | TBD | TBD | [11 empty] | No | Yes | ? | No | No
11220 | Career Technology Center | City | Voc Tech | 24 | 5 | 515 | Dig./Analog Prep Lab | [8 empty] | 22 | 22-Plumbing |  |  |  |  | Sink | [6 empty] | Yes | S-13 | P-2.5 | TBD |  |  | TBD | TBD | TBD | TBD | TBD | [11 empty] | No | Yes | ? | No | No
11220 | Career Technology Center | City | Voc Tech | 24 | 5 | 515 | Dig./Analog Prep Lab | [5 empty] | Haws | 7301DM; 7360 |  | 22 | 22-Plumbing |  |  |  |  | Emergency Eyewash | [6 empty] | Yes | EEW-1 | P-2.5 | TBD |  |  | TBD | Yes | Yes; CTY_15412-01C | TBD | TBD | [11 empty] | No | Yes | ? | No | No
11220 | Career Technology Center | City | Voc Tech | 24 | 5 | 515 | Dig./Analog Prep Lab | [8 empty] | 22 | 22-Plumbing |  |  |  |  | Silver Recovery Unit | [6 empty] | Yes | SRU-1 | P-2.5 | TBD |  |  | TBD | Yes | Yes; CTY_15410-02.1 | TBD | TBD | [11 empty] | No | Yes | ? | No | No
11220 | Career Technology Center | City | Voc Tech | 24 | 5 | 515 | Dig./Analog Prep Lab | [8 empty] | 22 | 22-Plumbing |  |  |  |  | Sink | [6 empty] | Yes | S-12 | P-2.5 | TBD |  |  | TBD | TBD | TBD | TBD | TBD | [11 empty] | No | Yes | ? | No | No
11220 | Career Technology Center | City | Voc Tech | 24 | 5 | 525 | Film Loading | [8 empty] | 22 | 22-Plumbing |  |  |  |  | Silver Recovery Unit | [6 empty] | Yes | SRU-1 | P-2.5 | TBD |  |  | TBD | Yes | Yes; CTY_15410-02.1 | TBD | TBD | [11 empty] | No | Yes | ? | No | No
11220 | Career Technology Center | City | Voc Tech | 24 | 5 | 525 | Film Loading | [8 empty] | 22 | 22-Plumbing |  |  |  |  | Sink | [6 empty] | Yes | S-8 | P-2.5 | TBD |  |  | TBD | TBD |  | TBD | TBD | [11 empty] | No | Yes | ? | No | No
11220 | Career Technology Center | City | Voc Tech | 24 | 5 | 525 | Film Loading | [8 empty] | 22 | 22-Plumbing |  |  |  |  | Sink | [6 empty] | Yes | S-8 | P-2.5 | TBD |  |  | TBD | TBD |  | TBD | TBD | [11 empty] | No | Yes | ? | No | No
11220 | Career Technology Center | City | Voc Tech | 24 | 5 | 525 | Film Loading | [8 empty] | 22 | 22-Plumbing |  |  |  |  | Sink | [6 empty] | Yes | S-8 | P-2.5 | TBD |  |  | TBD | TBD |  | TBD | TBD | [11 empty] | No | Yes | ? | No | No
11220 | Career Technology Center | City | Voc Tech | 24 | 5 | 525 | Film Loading | [8 empty] | 22 | 22-Plumbing |  |  |  |  | Sink | [6 empty] | Yes | S-11 | P-2.5 | TBD |  |  | TBD | TBD |  | TBD | TBD | [11 empty] | No | Yes | ? | No | No
11220 | Career Technology Center | City | Voc Tech | 24 | 5 | 525 | Film Loading | [5 empty] | Haws | 7301DM; 7360 |  | 22 | 22-Plumbing |  |  |  |  | Emergency Eyewash | [6 empty] | Yes | EEW-1 | P-2.5 | TBD |  |  | TBD | Yes | Yes; CTY_15412-01C | TBD | TBD | [11 empty] | No | Yes | ? | No | No
11220 | Career Technology Center | City | Voc Tech | 24 | 5 | 513 | Small Dig. Analog Prep Lab | [8 empty] | 22 | 22-Plumbing |  |  |  |  | Sink | [6 empty] | Yes | S-12 | P-2.5 | TBD |  |  | TBD | TBD | TBD | TBD | TBD | [11 empty] | No | Yes | ? | No | No
11220 | Career Technology Center | City | Voc Tech | 24 | 5 | 513 | Small Dig. Analog Prep Lab | [8 empty] | 22 | 22-Plumbing |  |  |  |  | Sink | [6 empty] | Yes | S-13 | P-2.5 | Yes | City-05 | Tab 8 | Yes | TBD | TBD | Yes | TBD | 1 year | 2010-07-01 | 2011-07-01 | [8 empty] | No | Yes | ? | No | No
11220 | Career Technology Center | City | Voc Tech | 24 | 5 | 513 | Small Dig. Analog Prep Lab | [5 empty] | Haws | 7301DM; 7360 |  | 22 | 22-Plumbing |  |  |  |  | Emergency Eyewash | [6 empty] | Yes | EEW-1 | P-2.5 | TBD |  |  | TBD | Yes | Yes; CTY_15412-01C | TBD | TBD | [11 empty] | No | Yes | ? | No | No
11220 | Career Technology Center | City | Voc Tech | 24 | 5 | 510 | Imaging Studio Dress Room | [8 empty] | 22 | 22-Plumbing |  |  |  |  | Sink | [6 empty] | Yes | S-1 | P-2.5 | TBD |  |  | TBD | Yes | Yes; CTY_15410-03.1 | TBD | TBD | [11 empty] | No | Yes | ? | No | No
11220 | Career Technology Center | City | Voc Tech | 24 | 5 | 545 | Custodial Closet | [8 empty] | 22 | 22-Plumbing |  |  |  |  | Mop Sink | [6 empty] | Yes | MS-1 | P-2.5 | TBD |  |  | TBD | TBD | TBD | TBD | TBD | [11 empty] | No | Yes | ? | No | No
11220 | Career Technology Center | City | Voc Tech | 24 | 5 | 528 | Dig Analog Capture Lab | [8 empty] | 22 | 22-Plumbing |  |  |  |  | Silver Recovery Unit | [6 empty] | Yes | SRU-1 | P-2.5 | TBD |  |  | TBD | Yes | Yes; CTY_15410-02.1 | TBD | TBD | [11 empty] | No | Yes | ? | No | No
11220 | Career Technology Center | City | Voc Tech | 24 | 5 | 528 | Dig Analog Capture Lab | [8 empty] | 22 | 22-Plumbing |  |  |  |  | Sink | [6 empty] | Yes | S-8 | P-2.5 | TBD |  |  | TBD | TBD |  | TBD | TBD | [11 empty] | No | Yes | ? | No | No
11220 | Career Technology Center | City | Voc Tech | 24 | 5 | 508 | Corridor | [5 empty] | Haws | 8200WC |  | 22 | 22-Plumbing |  |  |  |  | Emerg Shower / Eyewash | [6 empty] | Yes | ESH-1 | P-2.5 | TBD |  |  | TBD | Yes | Yes; CTY_15412-01C | TBD | TBD | [11 empty] | No | Yes | ? | No | No
11220 | Career Technology Center | City | Voc Tech | 24 | 5 | 508 | Corridor | [8 empty] | 22 | 22-Plumbing |  |  |  |  | Trap Primer | [6 empty] | Yes | TP-1 | P-2.5 | TBD |  |  | TBD | TBD | TBD | TBD | TBD | [11 empty] | No | Yes | ? | No | No
11220 | Career Technology Center | City | Voc Tech | 24 | 5 | 530 | Film Load | [8 empty] | 22 | 22-Plumbing |  |  |  |  | Floor Drain | [6 empty] | Yes | FD-1 | P-2.5 | TBD |  |  | TBD | TBD | TBD | TBD | TBD | [11 empty] | No | Yes | ? | No | No
11220 | Career Technology Center | City | Voc Tech | 24 | 5 | 530 | Film Load | [8 empty] | 22 | 22-Plumbing |  |  |  |  | Silver Recovery Unit | [6 empty] | Yes | SRU-1 | P-2.5 | TBD |  |  | TBD | Yes | Yes; CTY_15410-02.1 | TBD | TBD | [11 empty] | No | Yes | ? | No | No
11220 | Career Technology Center | City | Voc Tech | 24 | 5 | 530 | Film Load | [8 empty] | 22 | 22-Plumbing |  |  |  |  | Sink | [6 empty] | Yes | S-1 | P-2.5 | TBD |  |  | TBD | Yes | Yes; CTY_15410-03.1 | TBD | TBD | [11 empty] | No | Yes | ? | No | No
11220 | Career Technology Center | City | Voc Tech | 24 | 5 | 530 | Film Load | [8 empty] | 22 | 22-Plumbing |  |  |  |  | Sink | [6 empty] | Yes | S-6 | P-2.5 | TBD |  |  | TBD | Yes | Yes; CTY_15410-01.1 | TBD | TBD | [11 empty] | No | Yes | ? | No | No
11220 | Career Technology Center | City | Voc Tech | 24 | Roof | Roof | Roof | [8 empty] | 22 | 22-Plumbing |  |  |  |  | Overflow Roof Drain | [6 empty] | Yes | ORD-1 | P-2.6 | TBD |  |  | TBD | TBD | TBD | TBD | TBD | [11 empty] | No | Yes | ? | No | No
11220 | Career Technology Center | City | Voc Tech | 24 | Roof | Roof | Roof | [8 empty] | 22 | 22-Plumbing |  |  |  |  | Roof Drain | [6 empty] | Yes | RD-1 | P-2.6 | TBD |  |  | TBD | TBD | TBD | TBD | TBD | [11 empty] | No | Yes | ? | No | No
11220 | Career Technology Center | City | Voc Tech | 24 | Roof | Roof | Roof | [8 empty] | 22 | 22-Plumbing |  |  |  |  | Roof Drain | [6 empty] | Yes | RD-1 | P-2.6 | TBD |  |  | TBD | TBD | TBD | TBD | TBD | [11 empty] | No | Yes | ? | No | No
11220 | Career Technology Center | City | Voc Tech | 24 | Roof | Roof | Roof | [8 empty] | 22 | 22-Plumbing |  |  |  |  | Overflow Roof Drain | [6 empty] | Yes | ORD-1 | P-2.6 | TBD |  |  | TBD | TBD | TBD | TBD | TBD | [11 empty] | No | Yes | ? | No | No
11220 | Career Technology Center | City | Voc Tech | 24 | Roof | Roof | Roof | [8 empty] | 22 | 22-Plumbing |  |  |  |  | Overflow Roof Drain | [6 empty] | Yes | ORD-1 | P-2.6 | TBD |  |  | TBD | TBD | TBD | TBD | TBD | [11 empty] | No | Yes | ? | No | No
11220 | Career Technology Center | City | Voc Tech | 24 | Roof | Roof | Roof | [8 empty] | 22 | 22-Plumbing |  |  |  |  | Roof Drain | [6 empty] | Yes | RD-1 | P-2.6 | TBD |  |  | TBD | TBD | TBD | TBD | TBD | [11 empty] | No | Yes | ? | No | No
11220 | Career Technology Center | City | Voc Tech | 24 | Roof | 6E3 | Elev Machine Room | [8 empty] | 22 | 22-Plumbing |  |  |  |  | Hose Bibb | [6 empty] | Yes | HB-1 | P-2.6 | TBD |  |  | TBD | TBD | TBD | TBD | TBD | [11 empty] | No | Yes | ? | No | No
11220 | Career Technology Center | City | Voc Tech | 24 | Roof | Roof | Roof | [8 empty] | 22 | 22-Plumbing |  |  |  |  | Drain Receptor | [6 empty] | Yes | DR-1 | P-2.6 | TBD |  |  | TBD | TBD | TBD | TBD | TBD | [11 empty] | No | Yes | ? | No | No
11220 | Career Technology Center | City | Voc Tech | 24 | Roof | Roof | Roof | [8 empty] | 22 | 22-Plumbing |  |  |  |  | Overflow Roof Drain | [6 empty] | Yes | ORD-1 | P-2.6 | TBD |  |  | TBD | TBD | TBD | TBD | TBD | [11 empty] | No | Yes | ? | No | No
11220 | Career Technology Center | City | Voc Tech | 24 | Roof | Roof | Roof | [8 empty] | 22 | 22-Plumbing |  |  |  |  | Roof Drain | [6 empty] | Yes | RD-1 | P-2.6 | TBD |  |  | TBD | TBD | TBD | TBD | TBD | [11 empty] | No | Yes | ? | No | No
11220 | Career Technology Center | City | Voc Tech | 24 | Roof | 6E3 | Elev Machine Room | [8 empty] | 22 | 22-Plumbing |  |  |  |  | Hose Bibb | [6 empty] | Yes | HB-1 | P-2.6 | TBD |  |  | TBD | TBD | TBD | TBD | TBD | [11 empty] | No | Yes | ? | No | No
11220 | Career Technology Center | City | Voc Tech | 24 | Roof | Roof | Roof | [8 empty] | 22 | 22-Plumbing |  |  |  |  | Roof Drain | [6 empty] | Yes | RD-1 | P-2.6 | TBD |  |  | TBD | TBD | TBD | TBD | TBD | [11 empty] | No | Yes | ? | No | No
11220 | Career Technology Center | City | Voc Tech | 24 | Roof | Roof | Roof | [8 empty] | 22 | 22-Plumbing |  |  |  |  | Drain Receptor | [6 empty] | Yes | DR-1 | P-2.6 | TBD |  |  | TBD | TBD | TBD | TBD | TBD | [11 empty] | No | Yes | ? | No | No
11220 | Career Technology Center | City | Voc Tech | 24 | Roof | Roof | Roof | [8 empty] | 22 | 22-Plumbing |  |  |  |  | Overflow Roof Drain | [6 empty] | Yes | ORD-1 | P-2.6 | TBD |  |  | TBD | TBD | TBD | TBD | TBD | [11 empty] | No | Yes | ? | No | No
11220 | Career Technology Center | City | Voc Tech | 24 | Roof | Roof | Roof | [8 empty] | 22 | 22-Plumbing |  |  |  |  | Remote Water Chiller | [6 empty] | Yes | RWC-1 | P-2.6 | Yes | City-05 | Tab 5 | Yes | TBD | TBD | TBD | TBD | [11 empty] | No | Yes | ? | No | No
11220 | Career Technology Center | City | Voc Tech | 24 | Roof | Roof | Roof | [8 empty] | 22 | 22-Plumbing |  |  |  |  | Overflow Roof Drain | [6 empty] | Yes | ORD-1 | P-2.6 | TBD |  |  | TBD | TBD | TBD | TBD | TBD | [11 empty] | No | Yes | ? | No | No
11220 | Career Technology Center | City | Voc Tech | 24 | Roof | Roof | Roof | [8 empty] | 22 | 22-Plumbing |  |  |  |  | Roof Drain | [6 empty] | Yes | RD-1 | P-2.6 | TBD |  |  | TBD | TBD | TBD | TBD | TBD | [11 empty] | No | Yes | ? | No | No
11220 | Career Technology Center | City | Voc Tech | 24 | Roof | Roof | Roof | [8 empty] | 22 | 22-Plumbing |  |  |  |  | Overflow Roof Drain | [6 empty] | Yes | ORD-1 | P-2.6 | TBD |  |  | TBD | TBD | TBD | TBD | TBD | [11 empty] | No | Yes | ? | No | No
11220 | Career Technology Center | City | Voc Tech | 24 | Roof | Roof | Roof | [8 empty] | 22 | 22-Plumbing |  |  |  |  | Roof Drain | [6 empty] | Yes | RD-1 | P-2.6 | TBD |  |  | TBD | TBD | TBD | TBD | TBD | [11 empty] | No | Yes | ? | No | No
11220 | Career Technology Center | City | Voc Tech | 24 | Roof | Roof | Roof | [8 empty] | 22 | 22-Plumbing |  |  |  |  | Overflow Roof Drain | [6 empty] | Yes | ORD-1 | P-2.6 | TBD |  |  | TBD | TBD | TBD | TBD | TBD | [11 empty] | No | Yes | ? | No | No
11220 | Career Technology Center | City | Voc Tech | 24 | Roof | Roof | Roof | [8 empty] | 22 | 22-Plumbing |  |  |  |  | Roof Drain | [6 empty] | Yes | RD-1 | P-2.6 | TBD |  |  | TBD | TBD | TBD | TBD | TBD | [11 empty] | No | Yes | ? | No | No
11220 | Career Technology Center | City | Voc Tech | 24 | Roof | Roof | Roof | [8 empty] | 22 | 22-Plumbing |  |  |  |  | Drain Receptor | [6 empty] | Yes | DR-1 | P-2.6 | TBD |  |  | TBD | TBD | TBD | TBD | TBD | [11 empty] | No | Yes | ? | No | No
11220 | Career Technology Center | City | Voc Tech | 24 | Roof | Roof | Roof | [8 empty] | 22 | 22-Plumbing |  |  |  |  | Hose Bibb | [6 empty] | Yes | HB-1 | P-2.6 | TBD |  |  | TBD | TBD | TBD | TBD | TBD | [11 empty] | No | Yes | ? | No | No
11220 | Career Technology Center | City | Voc Tech | 24 | Roof | Roof | Roof | [8 empty] | 22 | 22-Plumbing |  |  |  |  | Overflow Roof Drain | [6 empty] | Yes | ORD-1 | P-2.6 | TBD |  |  | TBD | TBD | TBD | TBD | TBD | [11 empty] | No | Yes | ? | No | No
11220 | Career Technology Center | City | Voc Tech | 24 | Roof | Roof | Roof | [8 empty] | 22 | 22-Plumbing |  |  |  |  | Roof Drain | [6 empty] | Yes | RD-1 | P-2.6 | TBD |  |  | TBD | TBD | TBD | TBD | TBD | [11 empty] | No | Yes | ? | No | No
11220 | Career Technology Center | City | Voc Tech | 24 | Roof | Roof | Roof | [8 empty] | 22 | 22-Plumbing |  |  |  |  | Drain Receptor | [6 empty] | Yes | DR-1 | P-2.6 | TBD |  |  | TBD | TBD | TBD | TBD | TBD | [11 empty] | No | Yes | ? | No | No
11220 | Career Technology Center | City | Voc Tech | 24 | Roof | Roof | Roof | [8 empty] | 22 | 22-Plumbing |  |  |  |  | Overflow Roof Drain | [6 empty] | Yes | ORD-1 | P-2.6 | TBD |  |  | TBD | TBD | TBD | TBD | TBD | [11 empty] | No | Yes | ? | No | No
11220 | Career Technology Center | City | Voc Tech | 24 | Roof | Roof | Roof | [8 empty] | 22 | 22-Plumbing |  |  |  |  | Roof Drain | [6 empty] | Yes | RD-1 | P-2.6 | TBD |  |  | TBD | TBD | TBD | TBD | TBD | [11 empty] | No | Yes | ? | No | No
11220 | Career Technology Center | City | Voc Tech | 24 | Roof | Roof | Roof | [8 empty] | 22 | 22-Plumbing |  |  |  |  | Roof Drain | [6 empty] | Yes | RD-1 | P-2.6 | TBD |  |  | TBD | TBD | TBD | TBD | TBD | [11 empty] | No | Yes | ? | No | No
11220 | Career Technology Center | City | Voc Tech | 24 | Roof | Roof | Roof | [8 empty] | 22 | 22-Plumbing |  |  |  |  | Overflow Roof Drain | [6 empty] | Yes | ORD-1 | P-2.6 | TBD |  |  | TBD | TBD | TBD | TBD | TBD | [11 empty] | No | Yes | ? | No | No
11220 | Career Technology Center | City | Voc Tech | 24 | Roof | Roof | Roof | [5 empty] | Burks | 7GB5 |  | 22 | 22-Plumbing |  |  |  |  | Pump - Hot Water Circulating | [6 empty] | Yes | CP-1 | P-2.6 | Yes | City-05 | Tab 6 | Yes | Yes | Yes; CTY_15441-01.1 | Yes | TBD | 2 years | 2010-07-01 | 2012-07-01 | [8 empty] | No | Yes | ? | No | No
11220 | Career Technology Center | City | Voc Tech | 24 | Roof | Roof | Roof | [8 empty] | 22 | 22-Plumbing |  |  |  |  | Expansion Tank | [6 empty] | Yes | ET-1 | P-2.6 | Yes | City-05 | Tab 3 | Yes | TBD | TBD | TBD | TBD | [11 empty] | No | Yes | ? | No | No
11220 | Career Technology Center | City | Voc Tech | 24 | Roof | Roof | Roof | [5 empty] | Hanson | ES48-108DH |  | 22 | 22-Plumbing |  |  |  |  | Hot Water Storage Tank | [6 empty] | Yes | ST-1 | P-2.6 | Yes | City-05 | Tab 3 | Yes | Yes | Yes; CTY_15450-01 and CTY_15450-01.2 | TBD | TBD | [11 empty] | No | Yes | ? | No | No
11220 | Career Technology Center | City | Voc Tech | 24 | Roof | Roof | Roof | [5 empty] | Raypack | WH-1083 |  | 22 | 22-Plumbing |  |  |  |  | Water Heater - Gas Fired | [6 empty] | Yes | WH-1 | P-2.6 | Yes | City-05 | Tab 3 | Yes | Yes | Yes; CTY_15486-01.1 | TBD | TBD | [11 empty] | No | Yes | ? | No | No
11220 | Career Technology Center | City | Voc Tech | 24 | LL | 11 | Fitness Center | [8 empty] | 22 | 22-Plumbing |  |  |  |  | Hose Bibb | [6 empty] | Yes | HB-3 | P-3.0 | TBD |  |  | TBD | TBD | TBD | TBD | TBD | [11 empty] | No | Yes | ? | No | No
11220 | Career Technology Center | City | Voc Tech | 24 | LL | 11 | Fitness Center | [8 empty] | 22 | 22-Plumbing |  |  |  |  | Lavatory | [6 empty] | Yes | L-1 | P-3.0 | TBD |  |  | TBD | TBD | TBD | TBD | TBD | [11 empty] | No | Yes | ? | No | No
11220 | Career Technology Center | City | Voc Tech | 24 | LL | 11 | Fitness Center | [8 empty] | 22 | 22-Plumbing |  |  |  |  | Floor Drain | [6 empty] | Yes | FD-1 | P-3.0 | TBD |  |  | TBD | TBD | TBD | TBD | TBD | [11 empty] | No | Yes | ? | No | No
11220 | Career Technology Center | City | Voc Tech | 24 | LL | 11 | Fitness Center | [8 empty] | 22 | 22-Plumbing |  |  |  |  | Shower - Accessible | [6 empty] | Yes | SH-2 | P-3.0 | TBD |  |  | TBD | TBD | TBD | TBD | TBD | [11 empty] | No | Yes | ? | No | No
11220 | Career Technology Center | City | Voc Tech | 24 | LL | 11 | Fitness Center | [8 empty] | 22 | 22-Plumbing |  |  |  |  | Trap Primer | [6 empty] | Yes | TP-1 | P-3.0 | TBD |  |  | TBD | TBD | TBD | TBD | TBD | [11 empty] | No | Yes | ? | No | No
11220 | Career Technology Center | City | Voc Tech | 24 | LL | 11 | Fitness Center | [8 empty] | 22 | 22-Plumbing |  |  |  |  | Water Closet - Accesible | [6 empty] | Yes | WC-2 | P-3.0 | TBD |  |  | TBD | TBD | TBD | TBD | TBD | [11 empty] | No | Yes | ? | No | No
11220 | Career Technology Center | City | Voc Tech | 24 | LL | 11 | Fitness Center | [8 empty] | 22 | 22-Plumbing |  |  |  |  | Trap Primer | [6 empty] | Yes | TP-1 | P-3.0 | TBD |  |  | TBD | TBD | TBD | TBD | TBD | [11 empty] | No | Yes | ? | No | No
11220 | Career Technology Center | City | Voc Tech | 24 | LL | 11 | Fitness Center | [8 empty] | 22 | 22-Plumbing |  |  |  |  | Water Closet | [6 empty] | Yes | WC-1 | P-3.0 | TBD |  |  | TBD | TBD | TBD | TBD | TBD | [11 empty] | No | Yes | ? | No | No
11220 | Career Technology Center | City | Voc Tech | 24 | LL | 11 | Fitness Center | [8 empty] | 22 | 22-Plumbing |  |  |  |  | Water Closet | [6 empty] | Yes | WC-1 | P-3.0 | TBD |  |  | TBD | TBD | TBD | TBD | TBD | [11 empty] | No | Yes | ? | No | No
11220 | Career Technology Center | City | Voc Tech | 24 | LL | 11 | Fitness Center | [8 empty] | 22 | 22-Plumbing |  |  |  |  | Trap Primer | [6 empty] | Yes | TP-1 | P-3.0 | TBD |  |  | TBD | TBD | TBD | TBD | TBD | [11 empty] | No | Yes | ? | No | No
11220 | Career Technology Center | City | Voc Tech | 24 | LL | 11 | Fitness Center | [8 empty] | 22 | 22-Plumbing |  |  |  |  | Water Closet - Accesible | [6 empty] | Yes | WC-2 | P-3.0 | TBD |  |  | TBD | TBD | TBD | TBD | TBD | [11 empty] | No | Yes | ? | No | No
11220 | Career Technology Center | City | Voc Tech | 24 | LL | 11 | Fitness Center | [8 empty] | 22 | 22-Plumbing |  |  |  |  | Trap Primer | [6 empty] | Yes | TP-1 | P-3.0 | TBD |  |  | TBD | TBD | TBD | TBD | TBD | [11 empty] | No | Yes | ? | No | No
11220 | Career Technology Center | City | Voc Tech | 24 | LL | 11 | Fitness Center | [8 empty] | 22 | 22-Plumbing |  |  |  |  | Water Closet | [6 empty] | Yes | WC-1 | P-3.0 | TBD |  |  | TBD | TBD | TBD | TBD | TBD | [11 empty] | No | Yes | ? | No | No
11220 | Career Technology Center | City | Voc Tech | 24 | LL | 11 | Fitness Center | [8 empty] | 22 | 22-Plumbing |  |  |  |  | Urinal - Accessible | [6 empty] | Yes | UR-2 | P-3.0 | TBD |  |  | TBD | TBD | TBD | TBD | TBD | [11 empty] | No | Yes | ? | No | No
11220 | Career Technology Center | City | Voc Tech | 24 | LL | 11 | Fitness Center | [8 empty] | 22 | 22-Plumbing |  |  |  |  | Floor Drain | [6 empty] | Yes | FD-1 | P-3.0 | TBD |  |  | TBD | TBD | TBD | TBD | TBD | [11 empty] | No | Yes | ? | No | No
11220 | Career Technology Center | City | Voc Tech | 24 | LL | 11 | Fitness Center | [8 empty] | 22 | 22-Plumbing |  |  |  |  | Hose Bibb | [6 empty] | Yes | HB-3 | P-3.0 | TBD |  |  | TBD | TBD | TBD | TBD | TBD | [11 empty] | No | Yes | ? | No | No
11220 | Career Technology Center | City | Voc Tech | 24 | LL | 11 | Fitness Center | [8 empty] | 22 | 22-Plumbing |  |  |  |  | Floor Drain | [6 empty] | Yes | FD-1 | P-3.0 | TBD |  |  | TBD | TBD | TBD | TBD | TBD | [11 empty] | No | Yes | ? | No | No
11220 | Career Technology Center | City | Voc Tech | 24 | LL | 11 | Fitness Center | [8 empty] | 22 | 22-Plumbing |  |  |  |  | Lavatory | [6 empty] | Yes | L-1 | P-3.0 | TBD |  |  | TBD | TBD | TBD | TBD | TBD | [11 empty] | No | Yes | ? | No | No
11220 | Career Technology Center | City | Voc Tech | 24 | LL | 11 | Fitness Center | [8 empty] | 22 | 22-Plumbing |  |  |  |  | Shower | [6 empty] | Yes | SH-1 | P-3.0 | TBD |  |  | TBD | TBD | TBD | TBD | TBD | [11 empty] | No | Yes | ? | No | No
11220 | Career Technology Center | City | Voc Tech | 24 | LL | 11 | Fitness Center | [8 empty] | 22 | 22-Plumbing |  |  |  |  | Shower - Accessible | [6 empty] | Yes | SH-2 | P-3.0 | TBD |  |  | TBD | TBD | TBD | TBD | TBD | [11 empty] | No | Yes | ? | No | No
11220 | Career Technology Center | City | Voc Tech | 24 | LL | 11 | Fitness Center | [8 empty] | 22 | 22-Plumbing |  |  |  |  | Trap Primer | [6 empty] | Yes | TP-1 | P-3.0 | TBD |  |  | TBD | TBD | TBD | TBD | TBD | [11 empty] | No | Yes | ? | No | No
11220 | Career Technology Center | City | Voc Tech | 24 | 1 | 103 | Women's Restroom | [8 empty] | 22 | 22-Plumbing |  |  |  |  | Lavatory | [6 empty] | Yes | L-1 | P-3.0 | TBD |  |  | TBD | TBD | TBD | TBD | TBD | [11 empty] | No | Yes | ? | No | No | TYPICAL
11220 | Career Technology Center | City | Voc Tech | 24 | 1 | 103 | Women's Restroom | [8 empty] | 22 | 22-Plumbing |  |  |  |  | Hose Bibb | [6 empty] | Yes | HB-3 | P-3.0 | TBD |  |  | TBD | TBD | TBD | TBD | TBD | [11 empty] | No | Yes | ? | No | No | TYPICAL
11220 | Career Technology Center | City | Voc Tech | 24 | 1 | 103 | Women's Restroom | [8 empty] | 22 | 22-Plumbing |  |  |  |  | Floor Drain | [6 empty] | Yes | FD-1 | P-3.0 | TBD |  |  | TBD | TBD | TBD | TBD | TBD | [11 empty] | No | Yes | ? | No | No | TYPICAL
11220 | Career Technology Center | City | Voc Tech | 24 | 1 | 103 | Women's Restroom | [8 empty] | 22 | 22-Plumbing |  |  |  |  | Trap Primer | [6 empty] | Yes | TP-1 | P-3.0 | TBD |  |  | TBD | TBD | TBD | TBD | TBD | [11 empty] | No | Yes | ? | No | No | TYPICAL
11220 | Career Technology Center | City | Voc Tech | 24 | 1 | 103 | Women's Restroom | [8 empty] | 22 | 22-Plumbing |  |  |  |  | Water Closet | [6 empty] | Yes | WC-1 | P-3.0 | TBD |  |  | TBD | TBD | TBD | TBD | TBD | [11 empty] | No | Yes | ? | No | No
11220 | Career Technology Center | City | Voc Tech | 24 | 1 | 103 | Women's Restroom | [8 empty] | 22 | 22-Plumbing |  |  |  |  | Water Closet | [6 empty] | Yes | WC-1 | P-3.0 | TBD |  |  | TBD | TBD | TBD | TBD | TBD | [11 empty] | No | Yes | ? | No | No
11220 | Career Technology Center | City | Voc Tech | 24 | 1 | 103 | Women's Restroom | [8 empty] | 22 | 22-Plumbing |  |  |  |  | Water Closet | [6 empty] | Yes | WC-1 | P-3.0 | TBD |  |  | TBD | TBD | TBD | TBD | TBD | [11 empty] | No | Yes | ? | No | No
11220 | Career Technology Center | City | Voc Tech | 24 | 1 | 103 | Women's Restroom | [8 empty] | 22 | 22-Plumbing |  |  |  |  | Water Closet | [6 empty] | Yes | WC-1 | P-3.0 | TBD |  |  | TBD | TBD | TBD | TBD | TBD | [11 empty] | No | Yes | ? | No | No
11220 | Career Technology Center | City | Voc Tech | 24 | 1 | 103 | Women's Restroom | [8 empty] | 22 | 22-Plumbing |  |  |  |  | Water Closet | [6 empty] | Yes | WC-1 | P-3.0 | TBD |  |  | TBD | TBD | TBD | TBD | TBD | [11 empty] | No | Yes | ? | No | No
11220 | Career Technology Center | City | Voc Tech | 24 | 1 | 103 | Women's Restroom | [8 empty] | 22 | 22-Plumbing |  |  |  |  | Accessible - Water Closet | [6 empty] | Yes | W-2 | P-3.0 | TBD |  |  | TBD | TBD | TBD | TBD | TBD | [11 empty] | No | Yes | ? | No | No
11220 | Career Technology Center | City | Voc Tech | 24 | 1 | 103 | Women's Restroom | [8 empty] | 22 | 22-Plumbing |  |  |  |  | Accessible - Water Closet | [6 empty] | Yes | W-2 | P-3.0 | TBD |  |  | TBD | TBD | TBD | TBD | TBD | [11 empty] | No | Yes | ? | No | No
11220 | Career Technology Center | City | Voc Tech | 24 | 1 | 104 | Men's Restroom | [5 empty] | Haws | 8C; 1011 |  | 22 | 22-Plumbing |  |  |  |  | Drinking Fountain | [6 empty] | Yes | DF-1 | P-3.0 | TBD |  |  | TBD | Yes | Yes; CTY_15415-01 | TBD | TBD | [11 empty] | No | Yes | ? | No | No
11220 | Career Technology Center | City | Voc Tech | 24 | 1 | 104 | Men's Restroom | [8 empty] | 22 | 22-Plumbing |  |  |  |  | Urinal | [6 empty] | Yes | UR-1 | P-3.0 | TBD |  |  | TBD | TBD | TBD | TBD | TBD | [11 empty] | No | Yes | ? | No | No
11220 | Career Technology Center | City | Voc Tech | 24 | 1 | 104 | Men's Restroom | [8 empty] | 22 | 22-Plumbing |  |  |  |  | Urinal | [6 empty] | Yes | UR-1 | P-3.0 | TBD |  |  | TBD | TBD | TBD | TBD | TBD | [11 empty] | No | Yes | ? | No | No
11220 | Career Technology Center | City | Voc Tech | 24 | 1 | 104 | Men's Restroom | [8 empty] | 22 | 22-Plumbing |  |  |  |  | Urinal | [6 empty] | Yes | UR-1 | P-3.0 | TBD |  |  | TBD | TBD | TBD | TBD | TBD | [11 empty] | No | Yes | ? | No | No
11220 | Career Technology Center | City | Voc Tech | 24 | 1 | 104 | Men's Restroom | [8 empty] | 22 | 22-Plumbing |  |  |  |  | Accessible - Urinal | [6 empty] | Yes | UR-2 | P-3.0 | TBD |  |  | TBD | TBD | TBD | TBD | TBD | [11 empty] | No | Yes | ? | No | No
11220 | Career Technology Center | City | Voc Tech | 24 | 1 | 104 | Men's Restroom | [8 empty] | 22 | 22-Plumbing |  |  |  |  | Water Closet | [6 empty] | Yes | WC-1 | P-3.0 | TBD |  |  | TBD | TBD | TBD | TBD | TBD | [11 empty] | No | Yes | ? | No | No
11220 | Career Technology Center | City | Voc Tech | 24 | 1 | 104 | Men's Restroom | [8 empty] | 22 | 22-Plumbing |  |  |  |  | Water Closet | [6 empty] | Yes | WC-1 | P-3.0 | TBD |  |  | TBD | TBD | TBD | TBD | TBD | [11 empty] | No | Yes | ? | No | No
11220 | Career Technology Center | City | Voc Tech | 24 | 1 | 104 | Men's Restroom | [8 empty] | 22 | 22-Plumbing |  |  |  |  | Water Closet | [6 empty] | Yes | WC-1 | P-3.0 | TBD |  |  | TBD | TBD | TBD | TBD | TBD | [11 empty] | No | Yes | ? | No | No
11220 | Career Technology Center | City | Voc Tech | 24 | 1 | 104 | Men's Restroom | [8 empty] | 22 | 22-Plumbing |  |  |  |  | Accessible - Water Closet | [6 empty] | Yes | WC-2 | P-3.0 | TBD |  |  | TBD | TBD | TBD | TBD | TBD | [11 empty] | No | Yes | ? | No | No
11220 | Career Technology Center | City | Voc Tech | 24 | 1 | 126 | Senior Shampoo Lab | [8 empty] | 22 | 22-Plumbing |  |  |  |  | Sink | [6 empty] | Yes | S-5 | P-3.0 | TBD |  |  | TBD | TBD | TBD | TBD | TBD | [11 empty] | No | Yes | ? | No | No
11220 | Career Technology Center | City | Voc Tech | 24 | 1 | 126 | Senior Shampoo Lab | [8 empty] | 22 | 22-Plumbing |  |  |  |  | Sink | [6 empty] | Yes | S-5 | P-3.0 | TBD |  |  | TBD | TBD | TBD | TBD | TBD | [11 empty] | No | Yes | ? | No | No
11220 | Career Technology Center | City | Voc Tech | 24 | 1 | 126 | Senior Shampoo Lab | [8 empty] | 22 | 22-Plumbing |  |  |  |  | Sink | [6 empty] | Yes | S-5 | P-3.0 | TBD |  |  | TBD | TBD | TBD | TBD | TBD | [11 empty] | No | Yes | ? | No | No
11220 | Career Technology Center | City | Voc Tech | 24 | 1 | 126 | Senior Shampoo Lab | [8 empty] | 22 | 22-Plumbing |  |  |  |  | Sink | [6 empty] | Yes | S-5 | P-3.0 | TBD |  |  | TBD | TBD | TBD | TBD | TBD | [11 empty] | No | Yes | ? | No | No
11220 | Career Technology Center | City | Voc Tech | 24 | 2 | 203 | Women's Restroom | [5 empty] | Haws | 8C; 1011 |  | 22 | 22-Plumbing |  |  |  |  | Drinking Fountain | [6 empty] | Yes | DF-1 | P-3.0 | TBD |  |  | TBD | Yes | Yes; CTY_15415-01 | TBD | TBD | [11 empty] | No | Yes | ? | No | No
11220 | Career Technology Center | City | Voc Tech | 24 | 2 | 203 | Women's Restroom | [8 empty] | 22 | 22-Plumbing |  |  |  |  | Water Closet | [6 empty] | Yes | WC-1 | P-3.0 | TBD |  |  | TBD | TBD | TBD | TBD | TBD | [11 empty] | No | Yes | ? | No | No
11220 | Career Technology Center | City | Voc Tech | 24 | 2 | 203 | Women's Restroom | [8 empty] | 22 | 22-Plumbing |  |  |  |  | Water Closet | [6 empty] | Yes | WC-1 | P-3.0 | TBD |  |  | TBD | TBD | TBD | TBD | TBD | [11 empty] | No | Yes | ? | No | No
11220 | Career Technology Center | City | Voc Tech | 24 | 2 | 203 | Women's Restroom | [8 empty] | 22 | 22-Plumbing |  |  |  |  | Water Closet | [6 empty] | Yes | WC-1 | P-3.0 | TBD |  |  | TBD | TBD | TBD | TBD | TBD | [11 empty] | No | Yes | ? | No | No
11220 | Career Technology Center | City | Voc Tech | 24 | 2 | 203 | Women's Restroom | [8 empty] | 22 | 22-Plumbing |  |  |  |  | Water Closet | [6 empty] | Yes | WC-1 | P-3.0 | TBD |  |  | TBD | TBD | TBD | TBD | TBD | [11 empty] | No | Yes | ? | No | No
11220 | Career Technology Center | City | Voc Tech | 24 | 2 | 203 | Women's Restroom | [8 empty] | 22 | 22-Plumbing |  |  |  |  | Water Closet | [6 empty] | Yes | WC-1 | P-3.0 | TBD |  |  | TBD | TBD | TBD | TBD | TBD | [11 empty] | No | Yes | ? | No | No
11220 | Career Technology Center | City | Voc Tech | 24 | 2 | 203 | Women's Restroom | [8 empty] | 22 | 22-Plumbing |  |  |  |  | Accessible - Water Closet | [6 empty] | Yes | WC-2 | P-3.0 | TBD |  |  | TBD | TBD | TBD | TBD | TBD | [11 empty] | No | Yes | ? | No | No
11220 | Career Technology Center | City | Voc Tech | 24 | 2 | 203 | Women's Restroom | [8 empty] | 22 | 22-Plumbing |  |  |  |  | Accessible - Water Closet | [6 empty] | Yes | WC-2 | P-3.0 | TBD |  |  | TBD | TBD | TBD | TBD | TBD | [11 empty] | No | Yes | ? | No | No
11220 | Career Technology Center | City | Voc Tech | 24 | 2 | 203 | Women's Restroom | [8 empty] | 22 | 22-Plumbing |  |  |  |  | Trap Primer | [6 empty] | Yes | TP-1 | P-3.0 | TBD |  |  | TBD | TBD | TBD | TBD | TBD | [11 empty] | No | Yes | ? | No | No
11220 | Career Technology Center | City | Voc Tech | 24 | 2 | 203 | Women's Restroom | [8 empty] | 22 | 22-Plumbing |  |  |  |  | Floor Drain | [6 empty] | Yes | FD-1 | P-3.0 | TBD |  |  | TBD | TBD | TBD | TBD | TBD | [11 empty] | No | Yes | ? | No | No | TYPICAL
11220 | Career Technology Center | City | Voc Tech | 24 | 2 | 203 | Women's Restroom | [8 empty] | 22 | 22-Plumbing |  |  |  |  | Lavatory | [6 empty] | Yes | L-1 | P-3.0 | TBD |  |  | TBD | TBD | TBD | TBD | TBD | [11 empty] | No | Yes | ? | No | No
11220 | Career Technology Center | City | Voc Tech | 24 | 2 | 203 | Women's Restroom | [8 empty] | 22 | 22-Plumbing |  |  |  |  | Sink - Lavatory | [6 empty] | Yes | L-2 | P-3.0 | TBD |  |  | TBD | TBD | TBD | TBD | TBD | [11 empty] | No | Yes | ? | No | No
11220 | Career Technology Center | City | Voc Tech | 24 | 2 | 204 | Men's Restroom | [8 empty] | 22 | 22-Plumbing |  |  |  |  | Mop Sink | [6 empty] | Yes | MS-2 | P-3.0 | TBD |  |  | TBD | TBD | TBD | TBD | TBD | [11 empty] | No | Yes | ? | No | No
11220 | Career Technology Center | City | Voc Tech | 24 | 2 | 204 | Men's Restroom | [8 empty] | 22 | 22-Plumbing |  |  |  |  | Urinal | [6 empty] | Yes | UR-1 | P-3.0 | TBD |  |  | TBD | TBD | TBD | TBD | TBD | [11 empty] | No | Yes | ? | No | No
11220 | Career Technology Center | City | Voc Tech | 24 | 2 | 204 | Men's Restroom | [8 empty] | 22 | 22-Plumbing |  |  |  |  | Urinal | [6 empty] | Yes | UR-1 | P-3.0 | TBD |  |  | TBD | TBD | TBD | TBD | TBD | [11 empty] | No | Yes | ? | No | No
11220 | Career Technology Center | City | Voc Tech | 24 | 2 | 204 | Men's Restroom | [8 empty] | 22 | 22-Plumbing |  |  |  |  | Urinal | [6 empty] | Yes | UR-1 | P-3.0 | TBD |  |  | TBD | TBD | TBD | TBD | TBD | [11 empty] | No | Yes | ? | No | No
11220 | Career Technology Center | City | Voc Tech | 24 | 2 | 204 | Men's Restroom | [8 empty] | 22 | 22-Plumbing |  |  |  |  | Accessible - Urinal | [6 empty] | Yes | UR-2 | P-3.0 | TBD |  |  | TBD | TBD | TBD | TBD | TBD | [11 empty] | No | Yes | ? | No | No
11220 | Career Technology Center | City | Voc Tech | 24 | 2 | 204 | Men's Restroom | [8 empty] | 22 | 22-Plumbing |  |  |  |  | Water Closet | [6 empty] | Yes | WC-1 | P-3.0 | TBD |  |  | TBD | TBD | TBD | TBD | TBD | [11 empty] | No | Yes | ? | No | No
11220 | Career Technology Center | City | Voc Tech | 24 | 2 | 204 | Men's Restroom | [8 empty] | 22 | 22-Plumbing |  |  |  |  | Water Closet | [6 empty] | Yes | WC-1 | P-3.0 | TBD |  |  | TBD | TBD | TBD | TBD | TBD | [11 empty] | No | Yes | ? | No | No
11220 | Career Technology Center | City | Voc Tech | 24 | 2 | 204 | Men's Restroom | [8 empty] | 22 | 22-Plumbing |  |  |  |  | Water Closet | [6 empty] | Yes | WC-1 | P-3.0 | TBD |  |  | TBD | TBD | TBD | TBD | TBD | [11 empty] | No | Yes | ? | No | No
11220 | Career Technology Center | City | Voc Tech | 24 | 2 | 204 | Men's Restroom | [8 empty] | 22 | 22-Plumbing |  |  |  |  | Accessible - Water Closet | [6 empty] | Yes | WC-2 | P-3.0 | TBD |  |  | TBD | TBD | TBD | TBD | TBD | [11 empty] | No | Yes | ? | No | No
11220 | Career Technology Center | City | Voc Tech | 24 | 2 | 204 | Men's Restroom | [8 empty] | 22 | 22-Plumbing |  |  |  |  | Hose Bibb | [6 empty] | Yes | HB-3 | P-3.0 | TBD |  |  | TBD | TBD | TBD | TBD | TBD | [11 empty] | No | Yes | ? | No | No | TYPICAL
11220 | Career Technology Center | City | Voc Tech | 24 | 2 | 204 | Men's Restroom | [8 empty] | 22 | 22-Plumbing |  |  |  |  | Lavatory | [6 empty] | Yes | L-1 | P-3.0 | TBD |  |  | TBD | TBD | TBD | TBD | TBD | [11 empty] | No | Yes | ? | No | No
11220 | Career Technology Center | City | Voc Tech | 24 | 2 | 204 | Men's Restroom | [8 empty] | 22 | 22-Plumbing |  |  |  |  | Trap Primer | [6 empty] | Yes | TP-1 | P-3.0 | TBD |  |  | TBD | TBD | TBD | TBD | TBD | [11 empty] | No | Yes | ? | No | No
11220 | Career Technology Center | City | Voc Tech | 24 | 2 | 216 | Freshman Lab | [8 empty] | 22 | 22-Plumbing |  |  |  |  | Sink | [6 empty] | Yes | S-5 | P-3.0 | TBD |  |  | TBD | TBD | TBD | TBD | TBD | [11 empty] | No | Yes | ? | No | No
11220 | Career Technology Center | City | Voc Tech | 24 | 2 | 216 | Freshman Lab | [8 empty] | 22 | 22-Plumbing |  |  |  |  | Sink | [6 empty] | Yes | S-5 | P-3.0 | TBD |  |  | TBD | TBD | TBD | TBD | TBD | [11 empty] | No | Yes | ? | No | No
11220 | Career Technology Center | City | Voc Tech | 24 | 2 | 216 | Freshman Lab | [8 empty] | 22 | 22-Plumbing |  |  |  |  | Sink | [6 empty] | Yes | S-5 | P-3.0 | TBD |  |  | TBD | TBD | TBD | TBD | TBD | [11 empty] | No | Yes | ? | No | No
11220 | Career Technology Center | City | Voc Tech | 24 | 2 | 216 | Freshman Lab | [8 empty] | 22 | 22-Plumbing |  |  |  |  | Sink | [6 empty] | Yes | S-5 | P-3.0 | TBD |  |  | TBD | TBD | TBD | TBD | TBD | [11 empty] | No | Yes | ? | No | No
11220 | Career Technology Center | City | Voc Tech | 24 | 2 | 216 | Freshman Lab | [8 empty] | 22 | 22-Plumbing |  |  |  |  | Sink | [6 empty] | Yes | S-5 | P-3.0 | TBD |  |  | TBD | TBD | TBD | TBD | TBD | [11 empty] | No | Yes | ? | No | No
11220 | Career Technology Center | City | Voc Tech | 24 | 2 | 218 | Junior Shampoo | [8 empty] | 22 | 22-Plumbing |  |  |  |  | Sink | [6 empty] | Yes | S-5 | P-3.0 | TBD |  |  | TBD | TBD | TBD | TBD | TBD | [11 empty] | No | Yes | ? | No | No
11220 | Career Technology Center | City | Voc Tech | 24 | 2 | 218 | Junior Shampoo | [8 empty] | 22 | 22-Plumbing |  |  |  |  | Sink | [6 empty] | Yes | S-5 | P-3.0 | TBD |  |  | TBD | TBD | TBD | TBD | TBD | [11 empty] | No | Yes | ? | No | No
11220 | Career Technology Center | City | Voc Tech | 24 | 2 | 218 | Junior Shampoo | [8 empty] | 22 | 22-Plumbing |  |  |  |  | Sink | [6 empty] | Yes | S-5 | P-3.0 | TBD |  |  | TBD | TBD | TBD | TBD | TBD | [11 empty] | No | Yes | ? | No | No
11220 | Career Technology Center | City | Voc Tech | 24 | 2 | 218 | Junior Shampoo | [8 empty] | 22 | 22-Plumbing |  |  |  |  | Sink | [6 empty] | Yes | S-5 | P-3.0 | TBD |  |  | TBD | TBD | TBD | TBD | TBD | [11 empty] | No | Yes | ? | No | No
11220 | Career Technology Center | City | Voc Tech | 24 | 2 | 218 | Junior Shampoo | [8 empty] | 22 | 22-Plumbing |  |  |  |  | Mop Sink | [6 empty] | Yes | MS-1 | P-3.0 | TBD |  |  | TBD | TBD | TBD | TBD | TBD | [11 empty] | No | Yes | ? | No | No
11220 | Career Technology Center | City | Voc Tech | 24 | 3 | 303 | Women's Restroom | [5 empty] | Haws | 8C; 1011 |  | 22 | 22-Plumbing |  |  |  |  | Drinking Fountain | [6 empty] | Yes | DF-1 | P-3.1 | TBD |  |  | TBD | Yes | Yes; CTY_15415-01 | TBD | TBD | [11 empty] | No | Yes | ? | No | No
11220 | Career Technology Center | City | Voc Tech | 24 | 3 | 303 | Women's Restroom | [8 empty] | 22 | 22-Plumbing |  |  |  |  | Trap Primer | [6 empty] | Yes | TP-1 | P-3.1 | TBD |  |  | TBD | TBD | TBD | TBD | TBD | [11 empty] | No | Yes | ? | No | No | TYPICAL
11220 | Career Technology Center | City | Voc Tech | 24 | 3 | 303 | Women's Restroom | [8 empty] | 22 | 22-Plumbing |  |  |  |  | Water Closet | [6 empty] | Yes | WC-1 | P-3.1 | TBD |  |  | TBD | TBD | TBD | TBD | TBD | [11 empty] | No | Yes | ? | No | No
11220 | Career Technology Center | City | Voc Tech | 24 | 3 | 303 | Women's Restroom | [8 empty] | 22 | 22-Plumbing |  |  |  |  | Water Closet | [6 empty] | Yes | WC-1 | P-3.1 | TBD |  |  | TBD | TBD | TBD | TBD | TBD | [11 empty] | No | Yes | ? | No | No
11220 | Career Technology Center | City | Voc Tech | 24 | 3 | 303 | Women's Restroom | [8 empty] | 22 | 22-Plumbing |  |  |  |  | Water Closet | [6 empty] | Yes | WC-1 | P-3.1 | TBD |  |  | TBD | TBD | TBD | TBD | TBD | [11 empty] | No | Yes | ? | No | No
11220 | Career Technology Center | City | Voc Tech | 24 | 3 | 303 | Women's Restroom | [8 empty] | 22 | 22-Plumbing |  |  |  |  | Water Closet | [6 empty] | Yes | WC-1 | P-3.1 | TBD |  |  | TBD | TBD | TBD | TBD | TBD | [11 empty] | No | Yes | ? | No | No
11220 | Career Technology Center | City | Voc Tech | 24 | 3 | 303 | Women's Restroom | [8 empty] | 22 | 22-Plumbing |  |  |  |  | Water Closet | [6 empty] | Yes | WC-1 | P-3.1 | TBD |  |  | TBD | TBD | TBD | TBD | TBD | [11 empty] | No | Yes | ? | No | No
11220 | Career Technology Center | City | Voc Tech | 24 | 3 | 303 | Women's Restroom | [8 empty] | 22 | 22-Plumbing |  |  |  |  | Water Closet | [6 empty] | Yes | WC-1 | P-3.1 | TBD |  |  | TBD | TBD | TBD | TBD | TBD | [11 empty] | No | Yes | ? | No | No
11220 | Career Technology Center | City | Voc Tech | 24 | 3 | 303 | Women's Restroom | [8 empty] | 22 | 22-Plumbing |  |  |  |  | Accessible - Water Closet | [6 empty] | Yes | WC-2 | P-3.1 | TBD |  |  | TBD | TBD | TBD | TBD | TBD | [11 empty] | No | Yes | ? | No | No
11220 | Career Technology Center | City | Voc Tech | 24 | 3 | 303 | Women's Restroom | [8 empty] | 22 | 22-Plumbing |  |  |  |  | Accessible - Water Closet | [6 empty] | Yes | WC-2 | P-3.1 | TBD |  |  | TBD | TBD | TBD | TBD | TBD | [11 empty] | No | Yes | ? | No | No
11220 | Career Technology Center | City | Voc Tech | 24 | 3 | 303 | Women's Restroom | [8 empty] | 22 | 22-Plumbing |  |  |  |  | Lavatory | [6 empty] | Yes | L-1 | P-3.1 | TBD |  |  | TBD | TBD | TBD | TBD | TBD | [11 empty] | No | Yes | ? | No | No | TYPICAL
11220 | Career Technology Center | City | Voc Tech | 24 | 3 | 304 | Men's Restroom | [8 empty] | 22 | 22-Plumbing |  |  |  |  | Mop Sink | [6 empty] | Yes | MS-2 | P-3.1 | TBD |  |  | TBD | TBD | TBD | TBD | TBD | [11 empty] | No | Yes | ? | No | No
11220 | Career Technology Center | City | Voc Tech | 24 | 3 | 304 | Men's Restroom | [8 empty] | 22 | 22-Plumbing |  |  |  |  | Urinal | [6 empty] | Yes | UR-1 | P-3.1 | TBD |  |  | TBD | TBD | TBD | TBD | TBD | [11 empty] | No | Yes | ? | No | No
11220 | Career Technology Center | City | Voc Tech | 24 | 3 | 304 | Men's Restroom | [8 empty] | 22 | 22-Plumbing |  |  |  |  | Urinal | [6 empty] | Yes | UR-1 | P-3.1 | TBD |  |  | TBD | TBD | TBD | TBD | TBD | [11 empty] | No | Yes | ? | No | No
11220 | Career Technology Center | City | Voc Tech | 24 | 3 | 304 | Men's Restroom | [8 empty] | 22 | 22-Plumbing |  |  |  |  | Urinal | [6 empty] | Yes | UR-1 | P-3.1 | TBD |  |  | TBD | TBD | TBD | TBD | TBD | [11 empty] | No | Yes | ? | No | No
11220 | Career Technology Center | City | Voc Tech | 24 | 3 | 304 | Men's Restroom | [8 empty] | 22 | 22-Plumbing |  |  |  |  | Accessible - Urinal | [6 empty] | Yes | UR-2 | P-3.1 | TBD |  |  | TBD | TBD | TBD | TBD | TBD | [11 empty] | No | Yes | ? | No | No
11220 | Career Technology Center | City | Voc Tech | 24 | 3 | 304 | Men's Restroom | [8 empty] | 22 | 22-Plumbing |  |  |  |  | Water Closet | [6 empty] | Yes | WC-1 | P-3.1 | TBD |  |  | TBD | TBD | TBD | TBD | TBD | [11 empty] | No | Yes | ? | No | No
11220 | Career Technology Center | City | Voc Tech | 24 | 3 | 304 | Men's Restroom | [8 empty] | 22 | 22-Plumbing |  |  |  |  | Water Closet | [6 empty] | Yes | WC-1 | P-3.1 | TBD |  |  | TBD | TBD | TBD | TBD | TBD | [11 empty] | No | Yes | ? | No | No
11220 | Career Technology Center | City | Voc Tech | 24 | 3 | 304 | Men's Restroom | [8 empty] | 22 | 22-Plumbing |  |  |  |  | Water Closet | [6 empty] | Yes | WC-1 | P-3.1 | TBD |  |  | TBD | TBD | TBD | TBD | TBD | [11 empty] | No | Yes | ? | No | No
11220 | Career Technology Center | City | Voc Tech | 24 | 3 | 304 | Men's Restroom | [8 empty] | 22 | 22-Plumbing |  |  |  |  | Accessible - Water Closet | [6 empty] | Yes | WC-2 | P-3.1 | TBD |  |  | TBD | TBD | TBD | TBD | TBD | [11 empty] | No | Yes | ? | No | No
11220 | Career Technology Center | City | Voc Tech | 24 | 3 | 304 | Men's Restroom | [8 empty] | 22 | 22-Plumbing |  |  |  |  | Floor Drain | [6 empty] | Yes | FD-1 | P-3.1 | TBD |  |  | TBD | TBD | TBD | TBD | TBD | [11 empty] | No | Yes | ? | No | No
11220 | Career Technology Center | City | Voc Tech | 24 | 3 | 304 | Men's Restroom | [8 empty] | 22 | 22-Plumbing |  |  |  |  | Lavatory | [6 empty] | Yes | L-1 | P-3.1 | TBD |  |  | TBD | TBD | TBD | TBD | TBD | [11 empty] | No | Yes | ? | No | No | TYPICAL
11220 | Career Technology Center | City | Voc Tech | 24 | 3 | 304 | Men's Restroom | [8 empty] | 22 | 22-Plumbing |  |  |  |  | Hose Bibb | [6 empty] | Yes | HB-3 | P-3.1 | TBD |  |  | TBD | TBD | TBD | TBD | TBD | [11 empty] | No | Yes | ? | No | No | TYPICAL
11220 | Career Technology Center | City | Voc Tech | 24 | 4 | 403 | Women's Restroom | [5 empty] | Haws | 8C; 1011 |  | 22 | 22-Plumbing |  |  |  |  | Drinking Fountain | [6 empty] | Yes | DF-1 | P-3.1 | TBD |  |  | TBD | Yes | Yes; CTY_15415-01 | TBD | TBD | [11 empty] | No | Yes | ? | No | No
11220 | Career Technology Center | City | Voc Tech | 24 | 4 | 403 | Women's Restroom | [8 empty] | 22 | 22-Plumbing |  |  |  |  | Lavatory | [6 empty] | Yes | L-1 | P-3.1 | TBD |  |  | TBD | TBD | TBD | TBD | TBD | [11 empty] | No | Yes | ? | No | No
11220 | Career Technology Center | City | Voc Tech | 24 | 4 | 403 | Women's Restroom | [8 empty] | 22 | 22-Plumbing |  |  |  |  | Trap Primer | [6 empty] | Yes | TP-1 | P-3.1 | TBD |  |  | TBD | TBD | TBD | TBD | TBD | [11 empty] | No | Yes | ? | No | No
11220 | Career Technology Center | City | Voc Tech | 24 | 4 | 403 | Women's Restroom | [8 empty] | 22 | 22-Plumbing |  |  |  |  | Water Closet | [6 empty] | Yes | WC-1 | P-3.1 | TBD |  |  | TBD | TBD | TBD | TBD | TBD | [11 empty] | No | Yes | ? | No | No
11220 | Career Technology Center | City | Voc Tech | 24 | 4 | 403 | Women's Restroom | [8 empty] | 22 | 22-Plumbing |  |  |  |  | Water Closet | [6 empty] | Yes | WC-1 | P-3.1 | TBD |  |  | TBD | TBD | TBD | TBD | TBD | [11 empty] | No | Yes | ? | No | No
11220 | Career Technology Center | City | Voc Tech | 24 | 4 | 403 | Women's Restroom | [8 empty] | 22 | 22-Plumbing |  |  |  |  | Water Closet | [6 empty] | Yes | WC-1 | P-3.1 | TBD |  |  | TBD | TBD | TBD | TBD | TBD | [11 empty] | No | Yes | ? | No | No
11220 | Career Technology Center | City | Voc Tech | 24 | 4 | 403 | Women's Restroom | [8 empty] | 22 | 22-Plumbing |  |  |  |  | Water Closet | [6 empty] | Yes | WC-1 | P-3.1 | TBD |  |  | TBD | TBD | TBD | TBD | TBD | [11 empty] | No | Yes | ? | No | No
11220 | Career Technology Center | City | Voc Tech | 24 | 4 | 403 | Women's Restroom | [8 empty] | 22 | 22-Plumbing |  |  |  |  | Water Closet | [6 empty] | Yes | WC-1 | P-3.1 | TBD |  |  | TBD | TBD | TBD | TBD | TBD | [11 empty] | No | Yes | ? | No | No
11220 | Career Technology Center | City | Voc Tech | 24 | 4 | 403 | Women's Restroom | [8 empty] | 22 | 22-Plumbing |  |  |  |  | Water Closet | [6 empty] | Yes | WC-1 | P-3.1 | TBD |  |  | TBD | TBD | TBD | TBD | TBD | [11 empty] | No | Yes | ? | No | No
11220 | Career Technology Center | City | Voc Tech | 24 | 4 | 403 | Women's Restroom | [8 empty] | 22 | 22-Plumbing |  |  |  |  | Accessible - Water Closet | [6 empty] | Yes | WC-2 | P-3.1 | TBD |  |  | TBD | TBD | TBD | TBD | TBD | [11 empty] | No | Yes | ? | No | No
11220 | Career Technology Center | City | Voc Tech | 24 | 4 | 403 | Women's Restroom | [8 empty] | 22 | 22-Plumbing |  |  |  |  | Accessible - Water Closet | [6 empty] | Yes | WC-2 | P-3.1 | TBD |  |  | TBD | TBD | TBD | TBD | TBD | [11 empty] | No | Yes | ? | No | No
11220 | Career Technology Center | City | Voc Tech | 24 | 4 | 404 | Men's Restroom | [8 empty] | 22 | 22-Plumbing |  |  |  |  | Mop Sink | [6 empty] | Yes | MS-2 | P-3.1 | TBD |  |  | TBD | TBD | TBD | TBD | TBD | [11 empty] | No | Yes | ? | No | No
11220 | Career Technology Center | City | Voc Tech | 24 | 4 | 404 | Men's Restroom | [8 empty] | 22 | 22-Plumbing |  |  |  |  | Urinal | [6 empty] | Yes | UR-1 | P-3.1 | TBD |  |  | TBD | TBD | TBD | TBD | TBD | [11 empty] | No | Yes | ? | No | No
11220 | Career Technology Center | City | Voc Tech | 24 | 4 | 404 | Men's Restroom | [8 empty] | 22 | 22-Plumbing |  |  |  |  | Urinal | [6 empty] | Yes | UR-1 | P-3.1 | TBD |  |  | TBD | TBD | TBD | TBD | TBD | [11 empty] | No | Yes | ? | No | No
11220 | Career Technology Center | City | Voc Tech | 24 | 4 | 404 | Men's Restroom | [8 empty] | 22 | 22-Plumbing |  |  |  |  | Urinal | [6 empty] | Yes | UR-1 | P-3.1 | TBD |  |  | TBD | TBD | TBD | TBD | TBD | [11 empty] | No | Yes | ? | No | No
11220 | Career Technology Center | City | Voc Tech | 24 | 4 | 404 | Men's Restroom | [8 empty] | 22 | 22-Plumbing |  |  |  |  | Accessible - Urinal | [6 empty] | Yes | UR-2 | P-3.1 | TBD |  |  | TBD | TBD | TBD | TBD | TBD | [11 empty] | No | Yes | ? | No | No
11220 | Career Technology Center | City | Voc Tech | 24 | 4 | 404 | Men's Restroom | [8 empty] | 22 | 22-Plumbing |  |  |  |  | Water Closet | [6 empty] | Yes | WC-1 | P-3.1 | TBD |  |  | TBD | TBD | TBD | TBD | TBD | [11 empty] | No | Yes | ? | No | No
11220 | Career Technology Center | City | Voc Tech | 24 | 4 | 404 | Men's Restroom | [8 empty] | 22 | 22-Plumbing |  |  |  |  | Water Closet | [6 empty] | Yes | WC-1 | P-3.1 | TBD |  |  | TBD | TBD | TBD | TBD | TBD | [11 empty] | No | Yes | ? | No | No
11220 | Career Technology Center | City | Voc Tech | 24 | 4 | 404 | Men's Restroom | [8 empty] | 22 | 22-Plumbing |  |  |  |  | Water Closet | [6 empty] | Yes | WC-1 | P-3.1 | TBD |  |  | TBD | TBD | TBD | TBD | TBD | [11 empty] | No | Yes | ? | No | No
11220 | Career Technology Center | City | Voc Tech | 24 | 4 | 404 | Men's Restroom | [8 empty] | 22 | 22-Plumbing |  |  |  |  | Accessible - Water Closet | [6 empty] | Yes | WC-2 | P-3.1 | TBD |  |  | TBD | TBD | TBD | TBD | TBD | [11 empty] | No | Yes | ? | No | No
11220 | Career Technology Center | City | Voc Tech | 24 | 4 | 404 | Men's Restroom | [8 empty] | 22 | 22-Plumbing |  |  |  |  | Floor Drain | [6 empty] | Yes | FD-1 | P-3.1 | TBD |  |  | TBD | TBD | TBD | TBD | TBD | [11 empty] | No | Yes | ? | No | No | TYPICAL
11220 | Career Technology Center | City | Voc Tech | 24 | 4 | 404 | Men's Restroom | [8 empty] | 22 | 22-Plumbing |  |  |  |  | Lavatory | [6 empty] | Yes | L-1 | P-3.1 | TBD |  |  | TBD | TBD | TBD | TBD | TBD | [11 empty] | No | Yes | ? | No | No | TYPICAL
11220 | Career Technology Center | City | Voc Tech | 24 | 4 | 404 | Men's Restroom | [8 empty] | 22 | 22-Plumbing |  |  |  |  | Hose Bibb | [6 empty] | Yes | HB-3 | P-3.1 | TBD |  |  | TBD | TBD | TBD | TBD | TBD | [11 empty] | No | Yes | ? | No | No | TYPICAL
11220 | Career Technology Center | City | Voc Tech | 24 | 1 | 123 | Unisex RR | [8 empty] | 22 | 22-Plumbing |  |  |  |  | Lavatory | [6 empty] | Yes | L-2 | P-3.1 | TBD |  |  | TBD | TBD | TBD | TBD | TBD | [11 empty] | No | Yes | ? | No | No
11220 | Career Technology Center | City | Voc Tech | 24 | 1 | 123 | Unisex RR | [8 empty] | 22 | 22-Plumbing |  |  |  |  | Floor Drain | [6 empty] | Yes | FD-1 | P-3.1 | TBD |  |  | TBD | TBD | TBD | TBD | TBD | [11 empty] | No | Yes | ? | No | No
11220 | Career Technology Center | City | Voc Tech | 24 | 1 | 123 | Unisex RR | [8 empty] | 22 | 22-Plumbing |  |  |  |  | Accessible - Water Closet | [6 empty] | Yes | WC-2 | P-3.1 | TBD |  |  | TBD | TBD | TBD | TBD | TBD | [11 empty] | No | Yes | ? | No | No
11220 | Career Technology Center | City | Voc Tech | 24 | 5 | 503 | Women's Restroom | [5 empty] | Haws | 8C; 1011 |  | 22 | 22-Plumbing |  |  |  |  | Drinking Fountain | [6 empty] | Yes | DF-1 | P-3.1 | TBD |  |  | TBD | Yes | Yes; CTY_15415-01 | TBD | TBD | [11 empty] | No | Yes | ? | No | No
11220 | Career Technology Center | City | Voc Tech | 24 | 5 | 503 | Women's Restroom | [8 empty] | 22 | 22-Plumbing |  |  |  |  | Lavatory | [6 empty] | Yes | L-1 | P-3.1 | TBD |  |  | TBD | TBD | TBD | TBD | TBD | [11 empty] | No | Yes | ? | No | No
11220 | Career Technology Center | City | Voc Tech | 24 | 5 | 503 | Women's Restroom | [8 empty] | 22 | 22-Plumbing |  |  |  |  | Floor Drain | [6 empty] | Yes | FD-1 | P-3.1 | TBD |  |  | TBD | TBD | TBD | TBD | TBD | [11 empty] | No | Yes | ? | No | No
11220 | Career Technology Center | City | Voc Tech | 24 | 5 | 503 | Women's Restroom | [8 empty] | 22 | 22-Plumbing |  |  |  |  | Water Closet | [6 empty] | Yes | WC-1 | P-3.1 | TBD |  |  | TBD | TBD | TBD | TBD | TBD | [11 empty] | No | Yes | ? | No | No
11220 | Career Technology Center | City | Voc Tech | 24 | 5 | 503 | Women's Restroom | [8 empty] | 22 | 22-Plumbing |  |  |  |  | Water Closet | [6 empty] | Yes | WC-1 | P-3.1 | TBD |  |  | TBD | TBD | TBD | TBD | TBD | [11 empty] | No | Yes | ? | No | No
11220 | Career Technology Center | City | Voc Tech | 24 | 5 | 503 | Women's Restroom | [8 empty] | 22 | 22-Plumbing |  |  |  |  | Water Closet | [6 empty] | Yes | WC-1 | P-3.1 | TBD |  |  | TBD | TBD | TBD | TBD | TBD | [11 empty] | No | Yes | ? | No | No
11220 | Career Technology Center | City | Voc Tech | 24 | 5 | 503 | Women's Restroom | [8 empty] | 22 | 22-Plumbing |  |  |  |  | Water Closet | [6 empty] | Yes | WC-1 | P-3.1 | TBD |  |  | TBD | TBD | TBD | TBD | TBD | [11 empty] | No | Yes | ? | No | No
11220 | Career Technology Center | City | Voc Tech | 24 | 5 | 503 | Women's Restroom | [8 empty] | 22 | 22-Plumbing |  |  |  |  | Water Closet | [6 empty] | Yes | WC-1 | P-3.1 | TBD |  |  | TBD | TBD | TBD | TBD | TBD | [11 empty] | No | Yes | ? | No | No
11220 | Career Technology Center | City | Voc Tech | 24 | 5 | 503 | Women's Restroom | [8 empty] | 22 | 22-Plumbing |  |  |  |  | Water Closet | [6 empty] | Yes | WC-1 | P-3.1 | TBD |  |  | TBD | TBD | TBD | TBD | TBD | [11 empty] | No | Yes | ? | No | No
11220 | Career Technology Center | City | Voc Tech | 24 | 5 | 503 | Women's Restroom | [8 empty] | 22 | 22-Plumbing |  |  |  |  | Accessible - Water Closet | [6 empty] | Yes | WC-2 | P-3.1 | TBD |  |  | TBD | TBD | TBD | TBD | TBD | [11 empty] | No | Yes | ? | No | No
11220 | Career Technology Center | City | Voc Tech | 24 | 5 | 503 | Women's Restroom | [8 empty] | 22 | 22-Plumbing |  |  |  |  | Accessible - Water Closet | [6 empty] | Yes | WC-2 | P-3.1 | TBD |  |  | TBD | TBD | TBD | TBD | TBD | [11 empty] | No | Yes | ? | No | No
11220 | Career Technology Center | City | Voc Tech | 24 | 5 | 503 | Women's Restroom | [8 empty] | 22 | 22-Plumbing |  |  |  |  | Sink | [6 empty] | Yes | S-2 | P-3.1 | TBD |  |  | TBD | TBD | TBD | TBD | TBD | [11 empty] | No | Yes | ? | No | No
11220 | Career Technology Center | City | Voc Tech | 24 | 5 | 503 | Women's Restroom | [8 empty] | 22 | 22-Plumbing |  |  |  |  | Sink | [6 empty] | Yes | S-1 | P-3.1 | TBD |  |  | TBD | Yes | Yes; CTY_15410-03.1 | TBD | TBD | [11 empty] | No | Yes | ? | No | No
11220 | Career Technology Center | City | Voc Tech | 24 | 5 | 505 | Custodial Closet | [8 empty] | 22 | 22-Plumbing |  |  |  |  | Mop Sink | [6 empty] | Yes | MS-2 | P-3.1 | TBD |  |  | TBD | TBD | TBD | TBD | TBD | [11 empty] | No | Yes | ? | No | No
11220 | Career Technology Center | City | Voc Tech | 24 | 5 | 504 | Men's Restroom | [8 empty] | 22 | 22-Plumbing |  |  |  |  | Urinal | [6 empty] | Yes | UR-1 | P-3.1 | TBD |  |  | TBD | TBD | TBD | TBD | TBD | [11 empty] | No | Yes | ? | No | No
11220 | Career Technology Center | City | Voc Tech | 24 | 5 | 504 | Men's Restroom | [8 empty] | 22 | 22-Plumbing |  |  |  |  | Urinal | [6 empty] | Yes | UR-1 | P-3.1 | TBD |  |  | TBD | TBD | TBD | TBD | TBD | [11 empty] | No | Yes | ? | No | No
11220 | Career Technology Center | City | Voc Tech | 24 | 5 | 504 | Men's Restroom | [8 empty] | 22 | 22-Plumbing |  |  |  |  | Urinal | [6 empty] | Yes | UR-1 | P-3.1 | TBD |  |  | TBD | TBD | TBD | TBD | TBD | [11 empty] | No | Yes | ? | No | No
11220 | Career Technology Center | City | Voc Tech | 24 | 5 | 504 | Men's Restroom | [8 empty] | 22 | 22-Plumbing |  |  |  |  | Accessible - Urinal | [6 empty] | Yes | UR-2 | P-3.1 | TBD |  |  | TBD | TBD | TBD | TBD | TBD | [11 empty] | No | Yes | ? | No | No
11220 | Career Technology Center | City | Voc Tech | 24 | 5 | 504 | Men's Restroom | [8 empty] | 22 | 22-Plumbing |  |  |  |  | Water Closet | [6 empty] | Yes | WC-1 | P-3.1 | TBD |  |  | TBD | TBD | TBD | TBD | TBD | [11 empty] | No | Yes | ? | No | No
11220 | Career Technology Center | City | Voc Tech | 24 | 5 | 504 | Men's Restroom | [8 empty] | 22 | 22-Plumbing |  |  |  |  | Water Closet | [6 empty] | Yes | WC-1 | P-3.1 | TBD |  |  | TBD | TBD | TBD | TBD | TBD | [11 empty] | No | Yes | ? | No | No
11220 | Career Technology Center | City | Voc Tech | 24 | 5 | 504 | Men's Restroom | [8 empty] | 22 | 22-Plumbing |  |  |  |  | Water Closet | [6 empty] | Yes | WC-1 | P-3.1 | TBD |  |  | TBD | TBD | TBD | TBD | TBD | [11 empty] | No | Yes | ? | No | No
11220 | Career Technology Center | City | Voc Tech | 24 | 5 | 504 | Men's Restroom | [8 empty] | 22 | 22-Plumbing |  |  |  |  | Accessible - Water Closet | [6 empty] | Yes | WC-2 | P-3.1 | TBD |  |  | TBD | TBD | TBD | TBD | TBD | [11 empty] | No | Yes | ? | No | No
11220 | Career Technology Center | City | Voc Tech | 24 | 5 | 504 | Men's Restroom | [8 empty] | 22 | 22-Plumbing |  |  |  |  | Floor Drain | [6 empty] | Yes | FD-1 | P-3.1 | TBD |  |  | TBD | TBD | TBD | TBD | TBD | [11 empty] | No | Yes | ? | No | No | TYPICAL
11220 | Career Technology Center | City | Voc Tech | 24 | 5 | 504 | Men's Restroom | [8 empty] | 22 | 22-Plumbing |  |  |  |  | Hose Bibb | [6 empty] | Yes | HB-3 | P-3.1 | TBD |  |  | TBD | TBD | TBD | TBD | TBD | [11 empty] | No | Yes | ? | No | No | TYPICAL
11220 | Career Technology Center | City | Voc Tech | 24 | 5 | 504 | Men's Restroom | [8 empty] | 22 | 22-Plumbing |  |  |  |  | Lavatory | [6 empty] | Yes | L-1 | P-3.1 | TBD |  |  | TBD | TBD | TBD | TBD | TBD | [11 empty] | No | Yes | ? | No | No | TYPICAL
11220 | Career Technology Center | City | Voc Tech | 24 | LL | Parking | Parking Garage | [8 empty] | 22 | 22-Plumbing |  |  |  |  | Area drain | [6 empty] | Yes | AD-1 | P-2.0P | TBD |  |  | TBD | TBD | TBD | TBD | TBD | [11 empty] | No | Yes | ? | No | No | TYPICAL
11220 | Career Technology Center | City | Voc Tech | 24 | LL | Parking | Parking Garage | [8 empty] | 22 | 22-Plumbing |  |  |  |  | Fire Hose Cabinet | [6 empty] | Yes | FHC-2 | P-2.0P | TBD |  |  | TBD | TBD | TBD | TBD | TBD | [11 empty] | No | Yes | ? | No | No
11220 | Career Technology Center | City | Voc Tech | 24 | LL | Parking | Parking Garage | [8 empty] | 22 | 22-Plumbing |  |  |  |  | Area drain | [6 empty] | Yes | AD-1 | P-2.0P | TBD |  |  | TBD | TBD | TBD | TBD | TBD | [11 empty] | No | Yes | ? | No | No | TYPICAL
11220 | Career Technology Center | City | Voc Tech | 24 | LL | Parking | Parking Garage | [8 empty] | 22 | 22-Plumbing |  |  |  |  | Hose Bibb | [6 empty] | Yes | HB-2 | P-2.0P | TBD |  |  | TBD | TBD | TBD | TBD | TBD | [11 empty] | No | Yes | ? | No | No
11220 | Career Technology Center | City | Voc Tech | 24 | LL | Parking | Parking Garage | [8 empty] | 22 | 22-Plumbing |  |  |  |  | Area drain | [6 empty] | Yes | AD-1 | P-2.0P | TBD |  |  | TBD | TBD | TBD | TBD | TBD | [11 empty] | No | Yes | ? | No | No
11220 | Career Technology Center | City | Voc Tech | 24 | LL | Parking | Parking Garage | [8 empty] | 22 | 22-Plumbing |  |  |  |  | Hose Bibb | [6 empty] | Yes | HB-1 | P-2.0P | TBD |  |  | TBD | TBD | TBD | TBD | TBD | [11 empty] | No | Yes | ? | No | No
11220 | Career Technology Center | City | Voc Tech | 24 | LL | Parking | Parking Garage | [8 empty] | 22 | 22-Plumbing |  |  |  |  | Trap Primer | [6 empty] | Yes | TP-1 | P-2.0P | TBD |  |  | TBD | TBD | TBD | TBD | TBD | [11 empty] | No | Yes | ? | No | No
11220 | Career Technology Center | City | Voc Tech | 24 | LL | Parking | Parking Garage | [8 empty] | 22 | 22-Plumbing |  |  |  |  | Sand Oil Intercepter | [6 empty] | Yes | SOI-1 | P-2.0P | TBD |  |  | TBD | TBD | TBD | TBD | TBD | [11 empty] | No | Yes | ? | No | No
11220 | Career Technology Center | City | Voc Tech | 24 | 1 | 118 | Communication Room | [5 empty] | March | AB-2F |  | 22 | 22-Plumbing |  |  |  |  | Condensate Pump | [6 empty] | No | CP-1 | P-0.2 | Yes |  | Tab 6 | Yes | No | TBD | Yes | TBD | 1 year | 2010-07-01 | 2011-07-01 | [8 empty] | No | Yes | ? | No | No
11220 | Career Technology Center | City | Voc Tech | 24 | LL | Parking | Parking Garage | [5 empty] | Hydromatic | SK75M4 |  | 22 | 22-Plumbing |  |  |  |  | Pump - Sump | [6 empty] | Yes | SP-2 | P-2.0P | Yes | City-05 | Tab 6 | Yes | Yes | Yes; CTY_15446-01 | Yes | TBD | 1 year | 2010-07-01 | 2011-07-01 | [8 empty] | No | Yes | ? | No | No
11220 | Career Technology Center | City | Voc Tech | 24 | 1 | Parking | Parking Garage | [8 empty] | 22 | 22-Plumbing |  |  |  |  | Area drain | [6 empty] | Yes | AD-1 | P-2.1P | TBD |  |  | TBD | TBD | TBD | TBD | TBD | [11 empty] | No | Yes | ? | No | No
11220 | Career Technology Center | City | Voc Tech | 24 | 1 | Parking | Parking Garage | [8 empty] | 22 | 22-Plumbing |  |  |  |  | Hose Bibb | [6 empty] | Yes | HB-1 | P-2.1P | TBD |  |  | TBD | TBD | TBD | TBD | TBD | [11 empty] | No | Yes | ? | No | No
11220 | Career Technology Center | City | Voc Tech | 24 | 1 | Parking | Parking Garage | [8 empty] | 22 | 22-Plumbing |  |  |  |  | Trench Drain | [6 empty] | Yes | TD-1 | P-2.1P | TBD |  |  | TBD | TBD | TBD | TBD | TBD | [11 empty] | No | Yes | ? | No | No
11220 | Career Technology Center | City | Voc Tech | 24 | 1 | Parking | Parking Garage | [8 empty] | 22 | 22-Plumbing |  |  |  |  | Hose Bibb | [6 empty] | Yes | HB-2 | P-2.1P | TBD |  |  | TBD | TBD | TBD | TBD | TBD | [11 empty] | No | Yes | ? | No | No
11220 | Career Technology Center | City | Voc Tech | 24 | 1 | Parking | Parking Garage | [8 empty] | 22 | 22-Plumbing |  |  |  |  | Area drain | [6 empty] | Yes | AD-1 | P-2.1P | TBD |  |  | TBD | TBD | TBD | TBD | TBD | [11 empty] | No | Yes | ? | No | No
11220 | Career Technology Center | City | Voc Tech | 24 | 1 | Parking | Parking Garage | [8 empty] | 22 | 22-Plumbing |  |  |  |  | Hose Bibb | [6 empty] | Yes | HB-2 | P-2.1P | TBD |  |  | TBD | TBD | TBD | TBD | TBD | [11 empty] | No | Yes | ? | No | No
11220 | Career Technology Center | City | Voc Tech | 24 | 1 | Parking | Parking Garage | [8 empty] | 22 | 22-Plumbing |  |  |  |  | Area drain | [6 empty] | Yes | AD-1 | P-2.1P | TBD |  |  | TBD | TBD | TBD | TBD | TBD | [11 empty] | No | Yes | ? | No | No
11220 | Career Technology Center | City | Voc Tech | 24 | 1 | Parking | Parking Garage | [8 empty] | 22 | 22-Plumbing |  |  |  |  | Hose Bibb | [6 empty] | Yes | HB-1 | P-2.1P | TBD |  |  | TBD | TBD | TBD | TBD | TBD | [11 empty] | No | Yes | ? | No | No
11220 | Career Technology Center | City | Voc Tech | 24 | 2 | Parking | Parking Garage | [8 empty] | 22 | 22-Plumbing |  |  |  |  | Hose Bibb | [6 empty] | Yes | HB-2 | P-2.2P | TBD |  |  | TBD | TBD | TBD | TBD | TBD | [11 empty] | No | Yes | ? | No | No
11220 | Career Technology Center | City | Voc Tech | 24 | 2 | Parking | Parking Garage | [8 empty] | 22 | 22-Plumbing |  |  |  |  | Area drain | [6 empty] | Yes | AD-1 | P-2.2P | TBD |  |  | TBD | TBD | TBD | TBD | TBD | [11 empty] | No | Yes | ? | No | No
11220 | Career Technology Center | City | Voc Tech | 24 | 2 | Parking | Parking Garage | [8 empty] | 22 | 22-Plumbing |  |  |  |  | Hose Bibb | [6 empty] | Yes | HB-2 | P-2.2P | TBD |  |  | TBD | TBD | TBD | TBD | TBD | [11 empty] | No | Yes | ? | No | No
11220 | Career Technology Center | City | Voc Tech | 24 | 2 | Parking | Parking Garage | [8 empty] | 22 | 22-Plumbing |  |  |  |  | Area drain | [6 empty] | Yes | AD-1 | P-2.2P | TBD |  |  | TBD | TBD | TBD | TBD | TBD | [11 empty] | No | Yes | ? | No | No
11220 | Career Technology Center | City | Voc Tech | 24 | 3 | Parking | Parking Garage | [8 empty] | 22 | 22-Plumbing |  |  |  |  | Electric Water Heater | [6 empty] | Yes | EWH-1 | P-2.3P | TBD |  |  | TBD | TBD | TBD | TBD | TBD | [11 empty] | No | Yes | ? | No | No
11220 | Career Technology Center | City | Voc Tech | 24 | 3 | Parking | Parking Garage | [8 empty] | 22 | 22-Plumbing |  |  |  |  | Mop Sink | [6 empty] | Yes | MS-1 | P-2.3P | TBD |  |  | TBD | TBD | TBD | TBD | TBD | [11 empty] | No | Yes | ? | No | No
11220 | Career Technology Center | City | Voc Tech | 24 | 3 | Parking | Parking Garage | [8 empty] | 22 | 22-Plumbing |  |  |  |  | Hose Bibb | [6 empty] | Yes | HB-2 | P-2.3P | TBD |  |  | TBD | TBD | TBD | TBD | TBD | [11 empty] | No | Yes | ? | No | No
11220 | Career Technology Center | City | Voc Tech | 24 | 3 | Parking | Parking Garage | [8 empty] | 22 | 22-Plumbing |  |  |  |  | Area drain | [6 empty] | Yes | AD-1 | P-2.3P | TBD |  |  | TBD | TBD | TBD | TBD | TBD | [11 empty] | No | Yes | ? | No | No
11220 | Career Technology Center | City | Voc Tech | 24 | 3 | Parking | Parking Garage | [8 empty] | 22 | 22-Plumbing |  |  |  |  | Hose Bibb | [6 empty] | Yes | HB-2 | P-2.3P | TBD |  |  | TBD | TBD | TBD | TBD | TBD | [11 empty] | No | Yes | ? | No | No
11220 | Career Technology Center | City | Voc Tech | 24 | 3 | Parking | Parking Garage | [8 empty] | 22 | 22-Plumbing |  |  |  |  | Area drain | [6 empty] | Yes | AD-1 | P-2.3P | TBD |  |  | TBD | TBD | TBD | TBD | TBD | [11 empty] | No | Yes | ? | No | No
11220 | Career Technology Center | City | Voc Tech | 24 | 4 | Parking | Parking Garage | [8 empty] | 22 | 22-Plumbing |  |  |  |  | Hose Bibb | [6 empty] | Yes | HB-2 | P-2.4P | TBD |  |  | TBD | TBD | TBD | TBD | TBD | [11 empty] | No | Yes | ? | No | No
11220 | Career Technology Center | City | Voc Tech | 24 | 4 | Parking | Parking Garage | [8 empty] | 22 | 22-Plumbing |  |  |  |  | Area drain | [6 empty] | Yes | AD-1 | P-2.4P | TBD |  |  | TBD | TBD | TBD | TBD | TBD | [11 empty] | No | Yes | ? | No | No
11220 | Career Technology Center | City | Voc Tech | 24 | 4 | Parking | Parking Garage | [8 empty] | 22 | 22-Plumbing |  |  |  |  | Hose Bibb | [6 empty] | Yes | HB-2 | P-2.4P | TBD |  |  | TBD | TBD | TBD | TBD | TBD | [11 empty] | No | Yes | ? | No | No
11220 | Career Technology Center | City | Voc Tech | 24 | 4 | Parking | Parking Garage | [8 empty] | 22 | 22-Plumbing |  |  |  |  | Area drain | [6 empty] | Yes | AD-1 | P-2.4P | TBD |  |  | TBD | TBD | TBD | TBD | TBD | [11 empty] | No | Yes | ? | No | No
11220 | Career Technology Center | City | Voc Tech | 24 | 5 | Parking | Parking Garage | [8 empty] | 22 | 22-Plumbing |  |  |  |  | Electric Water Heater | [6 empty] | Yes | EWH-1 | P-2.5P | TBD |  |  | TBD | TBD | TBD | TBD | TBD | [11 empty] | No | Yes | ? | No | No
11220 | Career Technology Center | City | Voc Tech | 24 | 5 | Parking | Parking Garage | [8 empty] | 22 | 22-Plumbing |  |  |  |  | Mop Sink | [6 empty] | Yes | MS-1 | P-2.5P | TBD |  |  | TBD | TBD | TBD | TBD | TBD | [11 empty] | No | Yes | ? | No | No
11220 | Career Technology Center | City | Voc Tech | 24 | 5 | Parking | Parking Garage | [8 empty] | 22 | 22-Plumbing |  |  |  |  | Hose Bibb | [6 empty] | Yes | HB-2 | P-2.5P | TBD |  |  | TBD | TBD | TBD | TBD | TBD | [11 empty] | No | Yes | ? | No | No
11220 | Career Technology Center | City | Voc Tech | 24 | 5 | Parking | Parking Garage | [8 empty] | 22 | 22-Plumbing |  |  |  |  | Area drain | [6 empty] | Yes | AD-1 | P-2.5P | TBD |  |  | TBD | TBD | TBD | TBD | TBD | [11 empty] | No | Yes | ? | No | No
11220 | Career Technology Center | City | Voc Tech | 24 | 5 | Parking | Parking Garage | [8 empty] | 22 | 22-Plumbing |  |  |  |  | Area drain | [6 empty] | Yes | AD-1 | P-2.5P | TBD |  |  | TBD | TBD | TBD | TBD | TBD | [11 empty] | No | Yes | ? | No | No
11220 | Career Technology Center | City | Voc Tech | 24 | 5 | Parking | Parking Garage | [8 empty] | 22 | 22-Plumbing |  |  |  |  | Hose Bibb | [6 empty] | Yes | HB-2 | P-2.5P | TBD |  |  | TBD | TBD | TBD | TBD | TBD | [11 empty] | No | Yes | ? | No | No
11220 | Career Technology Center | City | Voc Tech | 24 | 6 | Parking | Parking Garage | [8 empty] | 22 | 22-Plumbing |  |  |  |  | Electric Water Heater | [6 empty] | Yes | EWH-1 | P-2.6P | TBD |  |  | TBD | TBD | TBD | TBD | TBD | [11 empty] | No | Yes | ? | No | No
11220 | Career Technology Center | City | Voc Tech | 24 | 6 | Parking | Parking Garage | [8 empty] | 22 | 22-Plumbing |  |  |  |  | Mop Sink | [6 empty] | Yes | MS-1 | P-2.6P | TBD |  |  | TBD | TBD | TBD | TBD | TBD | [11 empty] | No | Yes | ? | No | No
11220 | Career Technology Center | City | Voc Tech | 24 | 6 | Parking | Parking Garage | [8 empty] | 22 | 22-Plumbing |  |  |  |  | Hose Bibb | [6 empty] | Yes | HB-2 | P-2.6P | TBD |  |  | TBD | TBD | TBD | TBD | TBD | [11 empty] | No | Yes | ? | No | No
11220 | Career Technology Center | City | Voc Tech | 24 | 6 | Parking | Parking Garage | [8 empty] | 22 | 22-Plumbing |  |  |  |  | Area drain | [6 empty] | Yes | AD-1 | P-2.6P | TBD |  |  | TBD | TBD | TBD | TBD | TBD | [11 empty] | No | Yes | ? | No | No
11220 | Career Technology Center | City | Voc Tech | 24 | 6 | Parking | Parking Garage | [8 empty] | 22 | 22-Plumbing |  |  |  |  | Area drain | [6 empty] | Yes | AD-1 | P-2.6P | TBD |  |  | TBD | TBD | TBD | TBD | TBD | [11 empty] | No | Yes | ? | No | No
11220 | Career Technology Center | City | Voc Tech | 24 | 6 | Parking | Parking Garage | [8 empty] | 22 | 22-Plumbing |  |  |  |  | Hose Bibb | [6 empty] | Yes | HB-2 | P-2.6P | TBD |  |  | TBD | TBD | TBD | TBD | TBD | [11 empty] | No | Yes | ? | No | No
11220 | Career Technology Center | City | Voc Tech | 24 | 10 | Parking | Parking Garage | [8 empty] | 22 | 22-Plumbing |  |  |  |  | Hose Bibb | [6 empty] | Yes | HB-2 | P-2.7P | TBD |  |  | TBD | TBD | TBD | TBD | TBD | [11 empty] | No | Yes | ? | No | No
11220 | Career Technology Center | City | Voc Tech | 24 | 10 | Parking | Parking Garage | [8 empty] | 22 | 22-Plumbing |  |  |  |  | Area drain | [6 empty] | Yes | AD-1 | P-2.7P | TBD |  |  | TBD | TBD | TBD | TBD | TBD | [11 empty] | No | Yes | ? | No | No
11220 | Career Technology Center | City | Voc Tech | 24 | 10 | Parking | Parking Garage | [8 empty] | 22 | 22-Plumbing |  |  |  |  | Area drain | [6 empty] | Yes | AD-1 | P-2.7P | TBD |  |  | TBD | TBD | TBD | TBD | TBD | [11 empty] | No | Yes | ? | No | No
11220 | Career Technology Center | City | Voc Tech | 24 | 10 | Parking | Parking Garage | [8 empty] | 22 | 22-Plumbing |  |  |  |  | Hose Bibb | [6 empty] | Yes | HB-2 | P-2.7P | TBD |  |  | TBD | TBD | TBD | TBD | TBD | [11 empty] | No | Yes | ? | No | No
11220 | Career Technology Center | City | Voc Tech | 24 | [11 empty] | 22 | 22-Plumbing | [11 empty] | Yes |  |  | TBD |  |  | TBD | TBD | TBD | TBD | TBD | [11 empty] | No | Yes | ? | No | No
11220 | Career Technology Center | City | Voc Tech | 24 | [11 empty] | 22 | 22-Plumbing | [11 empty] | Yes |  |  | TBD |  |  | TBD | TBD | TBD | TBD | TBD | [11 empty] | No | Yes | ? | No | No
11220 | Career Technology Center | City | Voc Tech | 24 | [11 empty] | 22 | 22-Plumbing | [11 empty] | Yes |  |  | TBD |  |  | TBD | TBD | TBD | TBD | TBD | [11 empty] | No | Yes | ? | No | No
11220 | Career Technology Center | City | Voc Tech | 24 | [11 empty] | 22 | 22-Plumbing | [11 empty] | Yes |  |  | TBD |  |  | TBD | TBD | TBD | TBD | TBD | [11 empty] | No | Yes | ? | No | No
11220 | Career Technology Center | City | Voc Tech | 24 | 4 | 452 | Occupied Roof | [8 empty] | 22 | 22-Plumbing |  |  |  |  | Deck Drain | [6 empty] | Yes | DD-1 | P-2.4 | TBD |  |  | TBD | TBD | TBD | TBD | TBD | [11 empty] | No | Yes | ? | No | No
11220 | Career Technology Center | City | Voc Tech | 24 | 4 | 452 | Occupied Roof | [8 empty] | 22 | 22-Plumbing |  |  |  |  | Deck Drain | [6 empty] | Yes | DD-1 | P-2.4 | TBD |  |  | TBD | TBD | TBD | TBD | TBD | [11 empty] | No | Yes | ? | No | No
11220 | Career Technology Center | City | Voc Tech | 24 | 4 | 452 | Occupied Roof | [8 empty] | 22 | 22-Plumbing |  |  |  |  | Deck Drain | [6 empty] | Yes | DD-1 | P-2.4 | TBD |  |  | TBD | TBD | TBD | TBD | TBD | [11 empty] | No | Yes | ? | No | No
11220 | Career Technology Center | City | Voc Tech | 24 | 4 | 452 | Occupied Roof | [8 empty] | 22 | 22-Plumbing |  |  |  |  | Deck Drain | [6 empty] | Yes | DD-1 | P-2.4 | TBD |  |  | TBD | TBD | TBD | TBD | TBD | [11 empty] | No | Yes | ? | No | No
11220 | Career Technology Center | City | Voc Tech | 24 | 4 | 452 | Occupied Roof | [8 empty] | 22 | 22-Plumbing |  |  |  |  | Deck Drain | [6 empty] | Yes | DD-1 | P-2.4 | TBD |  |  | TBD | TBD | TBD | TBD | TBD | [11 empty] | No | Yes | ? | No | No
11220 | Career Technology Center | City | Voc Tech | 24 | 4 | 452 | Occupied Roof | [8 empty] | 22 | 22-Plumbing |  |  |  |  | Deck Drain | [6 empty] | Yes | DD-1 | P-2.4 | TBD |  |  | TBD | TBD | TBD | TBD | TBD | [11 empty] | No | Yes | ? | No | No
11220 | Career Technology Center | City | Voc Tech | 24 | 4 | 408 | Corridor | [8 empty] | 22 | 22-Plumbing |  |  |  |  | Deck Drain | [6 empty] | Yes | DD-1 | P-2.4 | TBD |  |  | TBD | TBD | TBD | TBD | TBD | [11 empty] | No | Yes | ? | No | No
11220 | Career Technology Center | City | Voc Tech | 24 | 4 | 418 | Fac Work Room | [8 empty] | 22 | 22-Plumbing |  |  |  |  | Sink | [6 empty] | Yes | S-9 | P-2.4 | TBD |  |  | TBD | TBD | TBD | TBD | TBD | [11 empty] | No | Yes | ? | No | No
11220 | Career Technology Center | City | Voc Tech | 24 | 4 | 419 | Nursing Multi Classroom | [8 empty] | 22 | 22-Plumbing |  |  |  |  | Overflorw Roof Drain | [6 empty] | Yes | ORD-1 | P-2.4 | TBD |  |  | TBD | TBD | TBD | TBD | TBD | [11 empty] | No | Yes | ? | No | No
11220 | Career Technology Center | City | Voc Tech | 24 | 4 | 419 | Nursing Multi Classroom | [8 empty] | 22 | 22-Plumbing |  |  |  |  | Roof Drain | [6 empty] | Yes | RD-1 | P-2.4 | TBD |  |  | TBD | TBD | TBD | TBD | TBD | [11 empty] | No | Yes | ? | No | No
11220 | Career Technology Center | City | Voc Tech | 24 | 4 | 419 | Nursing Multi Classroom | [8 empty] | 22 | 22-Plumbing |  |  |  |  | Hose Bibb | [6 empty] | Yes | HB-2 | P-2.4 | TBD |  |  | TBD | TBD | TBD | TBD | TBD | [11 empty] | No | Yes | ? | No | No
11220 | Career Technology Center | City | Voc Tech | 24 | 4 | 452 | Occupied Roof | [8 empty] | 22 | 22-Plumbing |  |  |  |  | Hose Bibb | [6 empty] | Yes | HB-1 | P-2.4 | TBD |  |  | TBD | TBD | TBD | TBD | TBD | [11 empty] | No | Yes | ? | No | No
11220 | Career Technology Center | City | Voc Tech | 24 | 4 | 452 | Occupied Roof | [8 empty] | 22 | 22-Plumbing |  |  |  |  | Planter Drain | [6 empty] | Yes | PD-1 | P-2.4 | TBD |  |  | TBD | TBD | TBD | TBD | TBD | [11 empty] | No | Yes | ? | No | No
11220 | Career Technology Center | City | Voc Tech | 24 | 4 | 411 | Prep Critique Multi Lab | [8 empty] | 22 | 22-Plumbing |  |  |  |  | Sink | [6 empty] | Yes | S-1 | P-2.4 | TBD |  |  | TBD | Yes | Yes; CTY_15410-03.1 | TBD | TBD | [11 empty] | No | Yes | ? | No | No
11220 | Career Technology Center | City | Voc Tech | 24 | 4 | 421 | Custodial Closet | [8 empty] | 22 | 22-Plumbing |  |  |  |  | Mop Sink | [6 empty] | Yes | MS-1 | P-2.4 | TBD |  |  | TBD | TBD | TBD | TBD | TBD | [11 empty] | No | Yes | ? | No | No
11220 | Career Technology Center | City | Voc Tech | 24 | 4 | 428 | Prep Critique Multi Lab | [8 empty] | 22 | 22-Plumbing |  |  |  |  | Sink | [6 empty] | Yes | S-1 | P-2.4 | TBD |  |  | TBD | Yes | Yes; CTY_15410-03.1 | TBD | TBD | [11 empty] | No | Yes | ? | No | No
11220 | Career Technology Center | City | Voc Tech | 24 | 3 | 339 | Med. Ped. Simulation Lab | [8 empty] | 22 | 22-Plumbing |  |  |  |  | Sink | [6 empty] | Yes | S-1 | P-2.3 | TBD |  |  | TBD | Yes | Yes; CTY_15410-03.1 | TBD | TBD | [11 empty] | No | Yes | ? | No | No
11220 | Career Technology Center | City | Voc Tech | 24 | 3 | 334 | ADL Transition | [8 empty] | 22 | 22-Plumbing |  |  |  |  | Sink | [6 empty] | Yes | S-9 | P-2.3 | TBD |  |  | TBD | TBD | TBD | TBD | TBD | [11 empty] | No | Yes | ? | No | No
11220 | Career Technology Center | City | Voc Tech | 24 | 3 | 337 | Med. Simulation Lab | [8 empty] | 22 | 22-Plumbing |  |  |  |  | Sink | [6 empty] | Yes | S-14 | P-2.3 | TBD |  |  | TBD | TBD | TBD | TBD | TBD | [11 empty] | No | Yes | ? | No | No
11220 | Career Technology Center | City | Voc Tech | 24 | 3 | 341 | Med. Simulation Lab | [8 empty] | 22 | 22-Plumbing |  |  |  |  | Sink | [6 empty] | Yes | S-14 | P-2.3 | TBD |  |  | TBD | TBD | TBD | TBD | TBD | [11 empty] | No | Yes | ? | No | No
11220 | Career Technology Center | City | Voc Tech | 24 | 3 | 343 | Exam Lab | [8 empty] | 22 | 22-Plumbing |  |  |  |  | Sink | [6 empty] | Yes | S-14 | P-2.3 | TBD |  |  | TBD | TBD | TBD | TBD | TBD | [11 empty] | No | Yes | ? | No | No
11220 | Career Technology Center | City | Voc Tech | 24 | 3 | 345 | Exam Lab | [8 empty] | 22 | 22-Plumbing |  |  |  |  | Sink | [6 empty] | Yes | S-14 | P-2.3 | TBD |  |  | TBD | TBD | TBD | TBD | TBD | [11 empty] | No | Yes | ? | No | No
11220 | Career Technology Center | City | Voc Tech | 24 | 3 | 347 | Exam Lab | [8 empty] | 22 | 22-Plumbing |  |  |  |  | Sink | [6 empty] | Yes | S-14 | P-2.3 | TBD |  |  | TBD | TBD | TBD | TBD | TBD | [11 empty] | No | Yes | ? | No | No
11220 | Career Technology Center | City | Voc Tech | 24 | 3 | 354 | Med. Admin | [8 empty] | 22 | 22-Plumbing |  |  |  |  | Sink | [6 empty] | Yes | S-7 | P-2.3 | TBD |  |  | TBD | TBD | TBD | TBD | TBD | [11 empty] | No | Yes | ? | No | No
11220 | Career Technology Center | City | Voc Tech | 24 | 3 | 353 | Skills Lab | [8 empty] | 22 | 22-Plumbing |  |  |  |  | Sink | [6 empty] | Yes | S-7 | P-2.3 | TBD |  |  | TBD | TBD | TBD | TBD | TBD | [11 empty] | No | Yes | ? | No | No
11220 | Career Technology Center | City | Voc Tech | 24 | 2 | 211 | Junior Lab 1 | [8 empty] | 22 | 22-Plumbing |  |  |  |  | Sink | [6 empty] | Yes | S-2 | P-2.2 | TBD |  |  | TBD | TBD | TBD | TBD | TBD | [11 empty] | No | Yes | ? | No | No
11220 | Career Technology Center | City | Voc Tech | 24 | 2 | 211 | Junior Lab 1 | [8 empty] | 22 | 22-Plumbing |  |  |  |  | Sink | [6 empty] | Yes | S-2 | P-2.2 | TBD |  |  | TBD | TBD | TBD | TBD | TBD | [11 empty] | No | Yes | ? | No | No
11220 | Career Technology Center | City | Voc Tech | 24 | 2 | 216 | Freshman Lab | [8 empty] | 22 | 22-Plumbing |  |  |  |  | Mop Sink | [6 empty] | Yes | MS-2 | P-2.2 | TBD |  |  | TBD | TBD | TBD | TBD | TBD | [11 empty] | No | Yes | ? | No | No
11220 | Career Technology Center | City | Voc Tech | 24 | 2 | 216 | Freshman Lab | [8 empty] | 22 | 22-Plumbing |  |  |  |  | Sink | [6 empty] | Yes | S-2 | P-2.2 | TBD |  |  | TBD | TBD | TBD | TBD | TBD | [11 empty] | No | Yes | ? | No | No
11220 | Career Technology Center | City | Voc Tech | 24 | 2 | 216 | Freshman Lab | [8 empty] | 22 | 22-Plumbing |  |  |  |  | Sink | [6 empty] | Yes | S-2 | P-2.2 | TBD |  |  | TBD | TBD | TBD | TBD | TBD | [11 empty] | No | Yes | ? | No | No
11220 | Career Technology Center | City | Voc Tech | 24 | 2 | 213 | Junior Lab 2 | [8 empty] | 22 | 22-Plumbing |  |  |  |  | Sink | [6 empty] | Yes | S-2 | P-2.2 | TBD |  |  | TBD | TBD | TBD | TBD | TBD | [11 empty] | No | Yes | ? | No | No
11220 | Career Technology Center | City | Voc Tech | 24 | 2 | 213 | Junior Lab 2 | [8 empty] | 22 | 22-Plumbing |  |  |  |  | Sink | [6 empty] | Yes | S-2 | P-2.2 | TBD |  |  | TBD | TBD | TBD | TBD | TBD | [11 empty] | No | Yes | ? | No | No
11220 | Career Technology Center | City | Voc Tech | 24 | 2 | 224 | Advanced Skincare Lab | [8 empty] | 22 | 22-Plumbing |  |  |  |  | Sink | [6 empty] | Yes | S-1 | P-2.2 | TBD |  |  | TBD | Yes | Yes; CTY_15410-03.1 | TBD | TBD | [11 empty] | No | Yes | ? | No | No
11220 | Career Technology Center | City | Voc Tech | 24 | 2 | 224 | Advanced Skincare Lab | [8 empty] | 22 | 22-Plumbing |  |  |  |  | Sink | [6 empty] | Yes | S-1 | P-2.2 | TBD |  |  | TBD | Yes | Yes; CTY_15410-03.1 | TBD | TBD | [11 empty] | No | Yes | ? | No | No
11220 | Career Technology Center | City | Voc Tech | 24 | 2 | 224 | Advanced Skincare Lab | [8 empty] | 22 | 22-Plumbing |  |  |  |  | Sink | [6 empty] | Yes | S-1 | P-2.2 | TBD |  |  | TBD | Yes | Yes; CTY_15410-03.1 | TBD | TBD | [11 empty] | No | Yes | ? | No | No
11220 | Career Technology Center | City | Voc Tech | 24 | 2 | 224 | Advanced Skincare Lab | [8 empty] | 22 | 22-Plumbing |  |  |  |  | Sink | [6 empty] | Yes | S-1 | P-2.2 | TBD |  |  | TBD | Yes | Yes; CTY_15410-03.1 | TBD | TBD | [11 empty] | No | Yes | ? | No | No
11220 | Career Technology Center | City | Voc Tech | 24 | 2 | 224 | Advanced Skincare Lab | [8 empty] | 22 | 22-Plumbing |  |  |  |  | Sink | [6 empty] | Yes | S-1 | P-2.2 | TBD |  |  | TBD | Yes | Yes; CTY_15410-03.1 | TBD | TBD | [11 empty] | No | Yes | ? | No | No
11220 | Career Technology Center | City | Voc Tech | 24 | 2 | 224 | Advanced Skincare Lab | [8 empty] | 22 | 22-Plumbing |  |  |  |  | Sink | [6 empty] | Yes | S-1 | P-2.2 | TBD |  |  | TBD | Yes | Yes; CTY_15410-03.1 | TBD | TBD | [11 empty] | No | Yes | ? | No | No
11220 | Career Technology Center | City | Voc Tech | 24 | 2 | 224 | Advanced Skincare Lab | [8 empty] | 22 | 22-Plumbing |  |  |  |  | Sink | [6 empty] | Yes | S-1 | P-2.2 | TBD |  |  | TBD | Yes | Yes; CTY_15410-03.1 | TBD | TBD | [11 empty] | No | Yes | ? | No | No
11220 | Career Technology Center | City | Voc Tech | 24 | 2 | 224 | Advanced Skincare Lab | [8 empty] | 22 | 22-Plumbing |  |  |  |  | Sink | [6 empty] | Yes | S-1 | P-2.2 | TBD |  |  | TBD | Yes | Yes; CTY_15410-03.1 | TBD | TBD | [11 empty] | No | Yes | ? | No | No
11220 | Career Technology Center | City | Voc Tech | 24 | 2 | 224 | Advanced Skincare Lab | [8 empty] | 22 | 22-Plumbing |  |  |  |  | Sink | [6 empty] | Yes | S-1 | P-2.2 | TBD |  |  | TBD | Yes | Yes; CTY_15410-03.1 | TBD | TBD | [11 empty] | No | Yes | ? | No | No
11220 | Career Technology Center | City | Voc Tech | 24 | 2 | 224 | Advanced Skincare Lab | [8 empty] | 22 | 22-Plumbing |  |  |  |  | Sink | [6 empty] | Yes | S-1 | P-2.2 | TBD |  |  | TBD | Yes | Yes; CTY_15410-03.1 | TBD | TBD | [11 empty] | No | Yes | ? | No | No
11220 | Career Technology Center | City | Voc Tech | 24 | 2 | 225 | Skincare Lecture | [8 empty] | 22 | 22-Plumbing |  |  |  |  | Sink | [6 empty] | Yes | S-1 | P-2.2 | TBD |  |  | TBD | Yes | Yes; CTY_15410-03.1 | TBD | TBD | [11 empty] | No | Yes | ? | No | No
11220 | Career Technology Center | City | Voc Tech | 24 | 2 | 209 | Basic Skincare Lab | [8 empty] | 22 | 22-Plumbing |  |  |  |  | Sink | [6 empty] | Yes | S-1 | P-2.2 | TBD |  |  | TBD | Yes | Yes; CTY_15410-03.1 | TBD | TBD | [11 empty] | No | Yes | ? | No | No
11220 | Career Technology Center | City | Voc Tech | 24 | 2 | 209 | Basic Skincare Lab | [8 empty] | 22 | 22-Plumbing |  |  |  |  | Sink | [6 empty] | Yes | S-1 | P-2.2 | TBD |  |  | TBD | Yes | Yes; CTY_15410-03.1 | TBD | TBD | [11 empty] | No | Yes | ? | No | No
11220 | Career Technology Center | City | Voc Tech | 24 | 2 | 209 | Basic Skincare Lab | [8 empty] | 22 | 22-Plumbing |  |  |  |  | Sink | [6 empty] | Yes | S-1 | P-2.2 | TBD |  |  | TBD | Yes | Yes; CTY_15410-03.1 | TBD | TBD | [11 empty] | No | Yes | ? | No | No
11220 | Career Technology Center | City | Voc Tech | 24 | 2 | 209 | Basic Skincare Lab | [8 empty] | 22 | 22-Plumbing |  |  |  |  | Sink | [6 empty] | Yes | S-1 | P-2.2 | TBD |  |  | TBD | Yes | Yes; CTY_15410-03.1 | TBD | TBD | [11 empty] | No | Yes | ? | No | No
11220 | Career Technology Center | City | Voc Tech | 24 | 2 | 209 | Basic Skincare Lab | [8 empty] | 22 | 22-Plumbing |  |  |  |  | Sink | [6 empty] | Yes | S-1 | P-2.2 | TBD |  |  | TBD | Yes | Yes; CTY_15410-03.1 | TBD | TBD | [11 empty] | No | Yes | ? | No | No
11220 | Career Technology Center | City | Voc Tech | 24 | 2 | 209 | Basic Skincare Lab | [8 empty] | 22 | 22-Plumbing |  |  |  |  | Sink | [6 empty] | Yes | S-1 | P-2.2 | TBD |  |  | TBD | Yes | Yes; CTY_15410-03.1 | TBD | TBD | [11 empty] | No | Yes | ? | No | No
11220 | Career Technology Center | City | Voc Tech | 24 | 2 | 209 | Basic Skincare Lab | [8 empty] | 22 | 22-Plumbing |  |  |  |  | Sink | [6 empty] | Yes | S-1 | P-2.2 | TBD |  |  | TBD | Yes | Yes; CTY_15410-03.1 | TBD | TBD | [11 empty] | No | Yes | ? | No | No
11220 | Career Technology Center | City | Voc Tech | 24 | 2 | 209 | Basic Skincare Lab | [8 empty] | 22 | 22-Plumbing |  |  |  |  | Sink | [6 empty] | Yes | S-1 | P-2.2 | TBD |  |  | TBD | Yes | Yes; CTY_15410-03.1 | TBD | TBD | [11 empty] | No | Yes | ? | No | No
11220 | Career Technology Center | City | Voc Tech | 24 | 2 | 209 | Basic Skincare Lab | [8 empty] | 22 | 22-Plumbing |  |  |  |  | Sink | [6 empty] | Yes | S-1 | P-2.2 | TBD |  |  | TBD | Yes | Yes; CTY_15410-03.1 | TBD | TBD | [11 empty] | No | Yes | ? | No | No
11220 | Career Technology Center | City | Voc Tech | 24 | 2 | 209 | Basic Skincare Lab | [8 empty] | 22 | 22-Plumbing |  |  |  |  | Sink | [6 empty] | Yes | S-1 | P-2.2 | TBD |  |  | TBD | Yes | Yes; CTY_15410-03.1 | TBD | TBD | [11 empty] | No | Yes | ? | No | No
11220 | Career Technology Center | City | Voc Tech | 24 | 2 | 210 | Skincare Treatment | [8 empty] | 22 | 22-Plumbing |  |  |  |  | Sink | [6 empty] | Yes | S-1 | P-2.2 | TBD |  |  | TBD | Yes | Yes; CTY_15410-03.1 | TBD | TBD | [11 empty] | No | Yes | ? | No | No
11220 | Career Technology Center | City | Voc Tech | 24 | 2 | 214 | Skincare Treatment | [8 empty] | 22 | 22-Plumbing |  |  |  |  | Sink | [6 empty] | Yes | S-1 | P-2.2 | TBD |  |  | TBD | Yes | Yes; CTY_15410-03.1 | TBD | TBD | [11 empty] | No | Yes | ? | No | No
11220 | Career Technology Center | City | Voc Tech | 24 | 1 | 112 | Student Break Room | [8 empty] | 22 | 22-Plumbing |  |  |  |  | Downsput Nozzle | [6 empty] | Yes | DN-1 | P-2.1 | TBD |  |  | TBD | TBD | TBD | TBD | TBD | [11 empty] | No | Yes | ? | No | No
11220 | Career Technology Center | City | Voc Tech | 24 | 1 | 114 | Senior Lab 1 | [8 empty] | 22 | 22-Plumbing |  |  |  |  | Hose Bibb | [6 empty] | Yes | HB-1 | P-2.1 | TBD |  |  | TBD | TBD | TBD | TBD | TBD | [11 empty] | No | Yes | ? | No | No
11220 | Career Technology Center | City | Voc Tech | 24 | 1 | 114 | Senior Lab 1 | [8 empty] | 22 | 22-Plumbing |  |  |  |  | Downspout Nozzle | [6 empty] | Yes | DN-1 | P-2.1 | TBD |  |  | TBD | TBD | TBD | TBD | TBD | [11 empty] | No | Yes | ? | No | No
11220 | Career Technology Center | City | Voc Tech | 24 | 1 | 114 | Senior Lab 1 | [8 empty] | 22 | 22-Plumbing |  |  |  |  | Downspout Nozzle | [6 empty] | Yes | DN-1 | P-2.1 | TBD |  |  | TBD | TBD | TBD | TBD | TBD | [11 empty] | No | Yes | ? | No | No
11220 | Career Technology Center | City | Voc Tech | 24 | 1 | 115 | Senior Lab 2 | [8 empty] | 22 | 22-Plumbing |  |  |  |  | Downspout Filter ((TYPICAL)) | [6 empty] | Yes | DSF-1 | P-2.1 | TBD |  |  | TBD | TBD | TBD | TBD | TBD | [11 empty] | No | Yes | ? | No | No
11220 | Career Technology Center | City | Voc Tech | 24 | 1 | 115 | Senior Lab 2 | [8 empty] | 22 | 22-Plumbing |  |  |  |  | Downspout Nozzle | [6 empty] | Yes | DN-1 | P-2.1 | TBD |  |  | TBD | TBD | TBD | TBD | TBD | [11 empty] | No | Yes | ? | No | No
11220 | Career Technology Center | City | Voc Tech | 24 | 1 | 137 | Lecture Classroom | [8 empty] | 22 | 22-Plumbing |  |  |  |  | Downspout Nozzle | [6 empty] | Yes | DN-1 | P-2.1 | TBD |  |  | TBD | TBD | TBD | TBD | TBD | [11 empty] | No | Yes | ? | No | No
11220 | Career Technology Center | City | Voc Tech | 24 | 1 | 101 | Main Lobby | [8 empty] | 22 | 22-Plumbing |  |  |  |  | Area drain | [6 empty] | Yes | AD-2 | P-2.1 | TBD |  |  | TBD | TBD | TBD | TBD | TBD | [11 empty] | No | Yes | ? | No | No
11220 | Career Technology Center | City | Voc Tech | 24 | 1 | 101 | Main Lobby | [8 empty] | 22 | 22-Plumbing |  |  |  |  | Hose Bibb | [6 empty] | Yes | HB-1 | P-2.1 | TBD |  |  | TBD | TBD | TBD | TBD | TBD | [11 empty] | No | Yes | ? | No | No
11220 | Career Technology Center | City | Voc Tech | 24 | 1 | 112 | Student Break Room | [8 empty] | 22 | 22-Plumbing |  |  |  |  | Sink | [6 empty] | Yes | S-2 | P-2.1 | TBD |  |  | TBD | TBD | TBD | TBD | TBD | [11 empty] | No | Yes | ? | No | No
11220 | Career Technology Center | City | Voc Tech | 24 | 1 | 113 | Skin Treatment | [8 empty] | 22 | 22-Plumbing |  |  |  |  | Sink | [6 empty] | Yes | S-1 | P-2.1 | TBD |  |  | TBD | Yes | Yes; CTY_15410-03.1 | TBD | TBD | [11 empty] | No | Yes | ? | No | No
11220 | Career Technology Center | City | Voc Tech | 24 | 1 | 114 | Senior Lab 1 | [8 empty] | 22 | 22-Plumbing |  |  |  |  | Sink | [6 empty] | Yes | S-2 | P-2.1 | TBD |  |  | TBD | TBD | TBD | TBD | TBD | [11 empty] | No | Yes | ? | No | No
11220 | Career Technology Center | City | Voc Tech | 24 | 1 | 114 | Senior Lab 1 | [8 empty] | 22 | 22-Plumbing |  |  |  |  | Sink | [6 empty] | Yes | S-2 | P-2.1 | TBD |  |  | TBD | TBD | TBD | TBD | TBD | [11 empty] | No | Yes | ? | No | No
11220 | Career Technology Center | City | Voc Tech | 24 | 1 | 105 | Custodial Closet | [8 empty] | 22 | 22-Plumbing |  |  |  |  | Mop Sink | [6 empty] | Yes | MS-1 | P-2.1 | TBD |  |  | TBD | TBD | TBD | TBD | TBD | [11 empty] | No | Yes | ? | No | No
11220 | Career Technology Center | City | Voc Tech | 24 | 1 | 126 | Senior Shampoo Lab | [8 empty] | 22 | 22-Plumbing |  |  |  |  | Mop Sink | [6 empty] | Yes | MS-1 | P-2.1 | TBD |  |  | TBD | TBD | TBD | TBD | TBD | [11 empty] | No | Yes | ? | No | No
11220 | Career Technology Center | City | Voc Tech | 24 | 1 | 117 | Officer Workstation | [8 empty] | 22 | 22-Plumbing |  |  |  |  | Hose Bibb | [6 empty] | Yes | HB-1 | P-2.1 | TBD |  |  | TBD | TBD | TBD | TBD | TBD | [11 empty] | No | Yes | ? | No | No
11220 | Career Technology Center | City | Voc Tech | 24 | 1 | 117 | Officer Workstation | [8 empty] | 22 | 22-Plumbing |  |  |  |  | Area Drain | [6 empty] | Yes | AD-2 | P-2.1 | TBD |  |  | TBD | TBD | TBD | TBD | TBD | [11 empty] | No | Yes | ? | No | No
11220 | Career Technology Center | City | Voc Tech | 24 | 1 | 120 | Police Reception | [8 empty] | 22 | 22-Plumbing |  |  |  |  | Area Drain | [6 empty] | Yes | AD-2 | P-2.1 | TBD |  |  | TBD | TBD | TBD | TBD | TBD | [11 empty] | No | Yes | ? | No | No
11220 | Career Technology Center | City | Voc Tech | 24 | 1 | 108 | Corridor | [8 empty] | 22 | 22-Plumbing |  |  |  |  | Area Drain | [6 empty] | Yes | AD-2 | P-2.1 | TBD |  |  | TBD | TBD | TBD | TBD | TBD | [11 empty] | No | Yes | ? | No | No
11220 | Career Technology Center | City | Voc Tech | 24 | 1 | 115 | Senior Lab 2 | [8 empty] | 22 | 22-Plumbing |  |  |  |  | Sink | [6 empty] | Yes | S-2 | P-2.1 | TBD |  |  | TBD | TBD | TBD | TBD | TBD | [11 empty] | No | Yes | ? | No | No
11220 | Career Technology Center | City | Voc Tech | 24 | 1 | 116 | Skincare Treatment | [8 empty] | 22 | 22-Plumbing |  |  |  |  | Sink | [6 empty] | Yes | S-1 | P-2.1 | TBD |  |  | TBD | Yes | Yes; CTY_15410-03.1 | TBD | TBD | [11 empty] | No | Yes | ? | No | No
11220 | Career Technology Center | City | Voc Tech | 24 | 1 | 116 | Skincare Treatment | [8 empty] | 22 | 22-Plumbing |  |  |  |  | Downspout Nozzle | [6 empty] | Yes | DN-1 | P-2.1 | TBD |  |  | TBD | TBD | TBD | TBD | TBD | [11 empty] | No | Yes | ? | No | No
11220 | Career Technology Center | City | Voc Tech | 24 | 1 | 115 | Senior Lab 2 | [8 empty] | 22 | 22-Plumbing |  |  |  |  | Hose Bibb | [6 empty] | Yes | HB-1 | P-2.1 | TBD |  |  | TBD | TBD | TBD | TBD | TBD | [11 empty] | No | Yes | ? | No | No
11220 | Career Technology Center | City | Voc Tech | 24 | LL | 15 | Pump Room | [8 empty] | 22 | 22-Plumbing |  |  |  |  | Trap Primer | [6 empty] | Yes | TP-1 | P-2.0 | TBD |  |  | TBD | TBD | TBD | TBD | TBD | [11 empty] | No | Yes | ? | No | No
11220 | Career Technology Center | City | Voc Tech | 24 | LL | 15 | Pump Room | [8 empty] | 22 | 22-Plumbing |  |  |  |  | Floor Drain | [6 empty] | Yes | FD-1 | P-2.0 | TBD |  |  | TBD | TBD | TBD | TBD | TBD | [11 empty] | No | Yes | ? | No | No
11220 | Career Technology Center | City | Voc Tech | 24 | LL | 11 | Fitness Center | [5 empty] | Haws | 8C; 1011 |  | 22 | 22-Plumbing |  |  |  |  | Drinking Fountain | [6 empty] | Yes | DF-1 | P-2.0; P-3.0 | TBD |  |  | TBD | Yes | Yes; CTY_15415-01 | TBD | TBD | [11 empty] | No | Yes | ? | No | No
11220 | Career Technology Center | City | Voc Tech | 24 | LL | 12 | Staff Break Room | [8 empty] | 22 | 22-Plumbing |  |  |  |  | Sink | [6 empty] | Yes | S-9 | P-2.0 | TBD |  |  | TBD | TBD | TBD | TBD | TBD | [11 empty] | No | Yes | ? | No | No
11220 | Career Technology Center | City | Voc Tech | 24 | LL | 2 | Hallway | [8 empty] | 22 | 22-Plumbing |  |  |  |  | Fire Hose Cabinet | [6 empty] | Yes | FHC-1 | P-2.0 | TBD |  |  | TBD | TBD | TBD | TBD | TBD | [11 empty] | No | Yes | ? | No | No
11220 | Career Technology Center | City | Voc Tech | 24 | LL | Parking | Parking Garage | [8 empty] | 22 | 22-Plumbing |  |  |  |  | Sand-Oil Interceptor | [6 empty] | Yes | SOI-1 | P-1.0; P-2.0P | TBD |  |  | TBD | TBD | TBD | TBD | TBD | [11 empty] | No | Yes | ? | No | No
11220 | Career Technology Center | City | Voc Tech | 24 | [11 empty] | 22 | 22-Plumbing |  |  |  |  | Category: Floor Drain | [6 empty] | OK |  |  | TBD |  |  | TBD | TBD | TBD | TBD | TBD | [11 empty] | No | No | No | No | No
11220 | Career Technology Center | City | Voc Tech | 24 | [11 empty] | 22 | 22-Plumbing |  |  |  |  | Category: CHWP (Chilled Water Pipe) | [6 empty] | No |  |  | TBD |  |  | TBD | TBD | TBD | TBD | TBD | [11 empty] | No | No | No | No | No
11220 | Career Technology Center | City | Voc Tech | 24 | [11 empty] | 22 | 22-Plumbing |  |  |  |  | Category: HWP (Hot Water Pipe) | [6 empty] | No |  |  | TBD |  |  | TBD | TBD | TBD | TBD | TBD | [11 empty] | No | No | No | No | No
11220 | Career Technology Center | City | Voc Tech | 24 | [11 empty] | 22 | 22-Plumbing |  |  |  |  | Category: Piping, etc | [6 empty] | No |  |  | TBD |  |  | TBD | TBD | TBD | TBD | TBD | [11 empty] | No | No | No | No | No
11220 | Career Technology Center | City | Voc Tech | 24 | LL | 15 | Pump Room |  |  |  |  | FA-Test-01 | Hydromatic | SK75M4 |  | 22 | 22-Plumbing |  |  |  |  | Pump - Sewer Sump | [6 empty] | Yes | SP-1 | P2.0 | Yes | City-06 (?) | Tab 6 | Yes | Yes | Yes; CTY_15446-01 |  | TBD
11220 | Career Technology Center | City | Voc Tech | 24 | 5 | 530 | Film Load |  |  |  |  | FA-Test-02 |  |  |  | 22 | 22-Plumbing |  |  |  |  | Deionized (D.I.) Water System | [6 empty] | Yes | DI-1 | P2.5 | Yes | City-06 (?) | Tab 4 | Yes |  | TBD |  | TBD
11220 | Career Technology Center | City | Voc Tech | 24 | [11 empty] | 23 | 23-HVAC |  |  |  |  | Category: Filters | [6 empty] | No |  |  | TBD |  |  | TBD | TBD | TBD | TBD | TBD | [11 empty] | Yes | Yes | Yes | No | No
11220 | Career Technology Center | City | Voc Tech | 24 | [11 empty] | 23 | 23-HVAC |  |  |  |  | Category: AH - Air Handling Unit - see AHU Schedule | [6 empty] | OK |  |  | TBD |  |  | TBD | TBD | TBD | TBD | TBD | [11 empty] | No | Yes | Yes | No | No
11220 | Career Technology Center | City | Voc Tech | 24 | [11 empty] | 23 | 23-HVAC |  |  |  |  | Category: Air Cooled Chiller - CH | [6 empty] | No |  |  | TBD |  |  | TBD | TBD | TBD | TBD | TBD | [11 empty] | No | Yes | Yes | No | No
11220 | Career Technology Center | City | Voc Tech | 24 | [8 empty] | TEST | TEST |  | 23 | 23-HVAC |  |  |  |  | Category: Air Separator Schedule - AS | [6 empty] | OK |  |  | TBD |  |  | TBD | TBD | TBD | TBD | TBD | [11 empty] | No | Yes | Yes | No | No
11220 | Career Technology Center | City | Voc Tech | 24 | [11 empty] | 23 | 23-HVAC |  |  |  |  | Category: Chilled Water Pump | [6 empty] | No |  |  | TBD |  |  | TBD | TBD | TBD | TBD | TBD | [11 empty] | No | Yes | Yes | No | No
11220 | Career Technology Center | City | Voc Tech | 24 | [11 empty] | 23 | 23-HVAC |  |  |  |  | Category: Condensing Unit | [6 empty] | OK |  |  | TBD |  |  | TBD | TBD | TBD | TBD | TBD | [11 empty] | No | Yes | Yes | No | No
11220 | Career Technology Center | City | Voc Tech | 24 | [11 empty] | 23 | 23-HVAC |  |  |  |  | Category: Controls Panel | [6 empty] | No |  |  | TBD |  |  | TBD | TBD | TBD | TBD | TBD | [11 empty] | No | Yes | Yes | No | No
11220 | Career Technology Center | City | Voc Tech | 24 | [11 empty] | 23 | 23-HVAC |  |  |  |  | Category: CWST (ST) - Chilled Water Storage Tank | [6 empty] | TBD |  |  | TBD |  |  | TBD | TBD | TBD | TBD | TBD | [11 empty] | No | Yes | Yes | No | No
11220 | Career Technology Center | City | Voc Tech | 24 | [11 empty] | 23 | 23-HVAC |  |  |  |  | Category: Exhaust Fan - EF | [6 empty] | OK |  |  | TBD |  |  | TBD | TBD | TBD | TBD | TBD | [11 empty] | No | Yes | Yes | No | No
11220 | Career Technology Center | City | Voc Tech | 24 | [11 empty] | 23 | 23-HVAC |  |  |  |  | Category: Expansion Tank - ET | [6 empty] | OK |  |  | TBD |  |  | TBD | TBD | TBD | TBD | TBD | [11 empty] | No | Yes | Yes | No | No
11220 | Career Technology Center | City | Voc Tech | 24 | [11 empty] | 23 | 23-HVAC |  |  |  |  | Category: Hot Water Pump | [6 empty] | OK |  |  | TBD |  |  | TBD | TBD | TBD | TBD | TBD | [11 empty] | No | Yes | Yes | No | No
11220 | Career Technology Center | City | Voc Tech | 24 | [11 empty] | 23 | 23-HVAC |  |  |  |  | Category: Sensor | [6 empty] | No |  |  | TBD |  |  | TBD | TBD | TBD | TBD | TBD | [11 empty] | No | Yes | Yes | No | No
11220 | Career Technology Center | City | Voc Tech | 24 | [11 empty] | 23 | 23-HVAC |  |  |  |  | Category: Split System - CU (Outside) | [6 empty] | OK |  |  | TBD |  |  | TBD | TBD | TBD | TBD | TBD | [11 empty] | No | Yes | Yes | No | No
11220 | Career Technology Center | City | Voc Tech | 24 | [11 empty] | 23 | 23-HVAC |  |  |  |  | Category: Split System - FC (Inside) | [6 empty] | OK |  |  | TBD |  |  | TBD | TBD | TBD | TBD | TBD | [11 empty] | No | Yes | Yes | No | No
11220 | Career Technology Center | City | Voc Tech | 24 | [11 empty] | 23 | 23-HVAC |  |  |  |  | Category: Thermostats | [6 empty] | No |  |  | TBD |  |  | TBD | TBD | TBD | TBD | TBD | [11 empty] | No | Yes | Yes | No | No
11220 | Career Technology Center | City | Voc Tech | 24 | [11 empty] | 23 | 23-HVAC |  |  |  |  | Category: VAV - Variable Air Volume Terminal Schedule | [6 empty] | OK |  |  | TBD |  |  | TBD | TBD | TBD | TBD | TBD | [11 empty] | No | Yes | Yes | No | No
11220 | Career Technology Center | City | Voc Tech | 24 | [11 empty] | 23 | 23-HVAC |  |  |  |  | Category: Volume Damper | [6 empty] | No |  |  | TBD |  |  | TBD | TBD | TBD | TBD | TBD | [11 empty] | No | Yes | Yes | No | No
11220 | Career Technology Center | City | Voc Tech | 24 | [11 empty] | 23 | 23-HVAC |  |  |  |  | Category: Operable Gate in Mechanical Screen | [6 empty] | No |  |  | TBD |  |  | TBD | TBD | TBD | TBD | TBD | [11 empty] | No | Yes | No | No | No
11220 | Career Technology Center | City | Voc Tech | 24 | [11 empty] | 23 | 23-HVAC |  |  |  |  | Category: Performance Cert of Compliance Data - HVAC Zones -- See 04-110817 Mech Sheets | [6 empty] | No |  |  | TBD |  |  | TBD | TBD | TBD | TBD | TBD | [11 empty] | No | Yes | No | No | No
11220 | Career Technology Center | City | Voc Tech | 24 | [11 empty] | 23 | 23-HVAC |  |  |  |  | Category: Cert of Compliance Data - Energy Checklist - Opaque Surfaces -- See 04-110817 Mech Sheets | [6 empty] | No |  |  | TBD |  |  | TBD | TBD | TBD | TBD | TBD | [11 empty] | No | Yes | No | No | No
11220 | Career Technology Center | City | Voc Tech | 24 | [11 empty] | 23 | 23-HVAC |  |  |  |  | Category: Diffusers - Exhaust Air | [6 empty] | No |  |  | TBD |  |  | TBD | TBD | TBD | TBD | TBD | [11 empty] | No | Yes | ? | No | No
11220 | Career Technology Center | City | Voc Tech | 24 | [11 empty] | 23 | 23-HVAC |  |  |  |  | Category: Diffusers - Return Air | [6 empty] | No |  |  | TBD |  |  | TBD | TBD | TBD | TBD | TBD | [11 empty] | No | Yes | ? | No | No
11220 | Career Technology Center | City | Voc Tech | 24 | [11 empty] | 23 | 23-HVAC |  |  |  |  | Category: Diffusers - Supply Air | [6 empty] | No |  |  | TBD |  |  | TBD | TBD | TBD | TBD | TBD | [11 empty] | No | Yes | ? | No | No
11220 | Career Technology Center | City | Voc Tech | 24 | [11 empty] | 23 | 23-HVAC |  |  |  |  | Category: Fire Smoke Dampers | [6 empty] | No |  |  | TBD |  |  | TBD | TBD | TBD | TBD | TBD | [11 empty] | No | Yes | ? | No | No
11220 | Career Technology Center | City | Voc Tech | 24 | [11 empty] | 23 | 23-HVAC |  |  |  |  | Category: Roof Curbs | [6 empty] | No |  |  | TBD |  |  | TBD | TBD | TBD | TBD | TBD | [11 empty] | No | No | No | No | No
11220 | Career Technology Center | City | Voc Tech | 24 | [11 empty] | 23 | 23-HVAC |  |  |  |  | Category: Exterior Ductwork | [6 empty] | No |  |  | TBD |  |  | TBD | TBD | TBD | TBD | TBD | [11 empty] | No | No | No | No | No
11220 | Career Technology Center | City | Voc Tech | 24 | [11 empty] | 23 | 23-HVAC |  |  |  |  | Category: Exterior Grilles | [6 empty] | No |  |  | TBD |  |  | TBD | TBD | TBD | TBD | TBD | [11 empty] | No | No | No | No | No
11220 | Career Technology Center | City | Voc Tech | 24 | LL | 16 | Office Workstations | [8 empty] | 23 | 23-HVAC |  |  |  |  | Variable Air Volume Terminal | [6 empty] | Yes | VAV-1 | M2.0 | TBD |  |  | TBD |  | TBD |  | TBD
11220 | Career Technology Center | City | Voc Tech | 24 | LL | 16 | Office Workstations | [8 empty] | 23 | 23-HVAC |  |  |  |  | Variable Air Volume Terminal | [6 empty] | Yes | VAV-1 | M2.0 | TBD |  |  | TBD |  | TBD |  | TBD
11220 | Career Technology Center | City | Voc Tech | 24 | LL | 16 | Office Workstations | [8 empty] | 23 | 23-HVAC |  |  |  |  | Variable Air Volume Terminal | [6 empty] | Yes | VAV-4 | M2.0 | TBD |  |  | TBD |  | TBD |  | TBD
11220 | Career Technology Center | City | Voc Tech | 24 | LL | 18 | Briefing Training | [8 empty] | 23 | 23-HVAC |  |  |  |  | Variable Air Volume Terminal | [6 empty] | Yes | VAV-3 | M2.0 | TBD |  |  | TBD |  | TBD |  | TBD
11220 | Career Technology Center | City | Voc Tech | 24 | LL | 18 | Briefing Training | [8 empty] | 23 | 23-HVAC |  |  |  |  | Variable Air Volume Terminal | [6 empty] | Yes | VAV-4 | M2.0 | TBD |  |  | TBD |  | TBD |  | TBD
11220 | Career Technology Center | City | Voc Tech | 24 | LL | 19 | Staff Break | [8 empty] | 23 | 23-HVAC |  |  |  |  | Variable Air Volume Terminal | [6 empty] | Yes | VAV-2 | M2.0 | TBD |  |  | TBD |  | TBD |  | TBD
11220 | Career Technology Center | City | Voc Tech | 24 | LL | 19 | Staff Break | [8 empty] | 23 | 23-HVAC |  |  |  |  | Variable Air Volume Terminal | [6 empty] | Yes | VAV-1 | M2.0 | TBD |  |  | TBD |  | TBD |  | TBD
11220 | Career Technology Center | City | Voc Tech | 24 | LL | 19 | Staff Break | [8 empty] | 23 | 23-HVAC |  |  |  |  | Variable Air Volume Terminal | [6 empty] | Yes | VAV-3 | M2.0 | TBD |  |  | TBD |  | TBD |  | TBD
11220 | Career Technology Center | City | Voc Tech | 24 | LL | 11 | Fitness Center | [8 empty] | 23 | 23-HVAC |  |  |  |  | Variable Air Volume Terminal | [6 empty] | Yes | VAV-3 | M2.0 | TBD |  |  | TBD |  | TBD |  | TBD
11220 | Career Technology Center | City | Voc Tech | 24 | LL | 8 | Ammo Gun Storage | [8 empty] | 23 | 23-HVAC |  |  |  |  | Variable Air Volume Terminal | [6 empty] | Yes | VAV-4 | M2.0 | TBD |  |  | TBD |  | TBD |  | TBD
11220 | Career Technology Center | City | Voc Tech | 24 | LL | 8 | Ammo Gun Storage | [8 empty] | 23 | 23-HVAC |  |  |  |  | Variable Air Volume Terminal | [6 empty] | Yes | VAV-1 | M2.0 | TBD |  |  | TBD |  | TBD |  | TBD
11220 | Career Technology Center | City | Voc Tech | 24 | LL | 4 | Suspect Processing | [8 empty] | 23 | 23-HVAC |  |  |  |  | Variable Air Volume Terminal | [6 empty] | Yes | VAV-1 | M2.0 | TBD |  |  | TBD |  | TBD |  | TBD
11220 | Career Technology Center | City | Voc Tech | 24 | LL | 4 | Suspect Processing | [8 empty] | 23 | 23-HVAC |  |  |  |  | Variable Air Volume Terminal | [6 empty] | Yes | VAV-1 | M2.0 | TBD |  |  | TBD |  | TBD |  | TBD
11220 | Career Technology Center | City | Voc Tech | 24 | 1 | 115 | Senior Lab 2 | [8 empty] | 23 | 23-HVAC |  |  |  |  | Variable Air Volume Terminal | [6 empty] | Yes | VAV-1 | M2.1 | TBD |  |  | TBD |  | TBD |  | TBD
11220 | Career Technology Center | City | Voc Tech | 24 | 1 | 115 | Senior Lab 2 | [8 empty] | 23 | 23-HVAC |  |  |  |  | Variable Air Volume Terminal | [6 empty] | Yes | VAV-6 | M2.1 | TBD |  |  | TBD |  | TBD |  | TBD
11220 | Career Technology Center | City | Voc Tech | 24 | 1 | 115 | Senior Lab 2 | [8 empty] | 23 | 23-HVAC |  |  |  |  | Variable Air Volume Terminal | [6 empty] | Yes | VAV-6 | M2.1 | TBD |  |  | TBD |  | TBD |  | TBD
11220 | Career Technology Center | City | Voc Tech | 24 | 1 | 114 | Senior Lab 1 | [8 empty] | 23 | 23-HVAC |  |  |  |  | Variable Air Volume Terminal | [6 empty] | Yes | VAV-6 | M2.1 | TBD |  |  | TBD |  | TBD |  | TBD
11220 | Career Technology Center | City | Voc Tech | 24 | 1 | 114 | Senior Lab 1 | [8 empty] | 23 | 23-HVAC |  |  |  |  | Variable Air Volume Terminal | [6 empty] | Yes | VAV-6 | M2.1 | TBD |  |  | TBD |  | TBD |  | TBD
11220 | Career Technology Center | City | Voc Tech | 24 | 1 | 112 | Student Break | [8 empty] | 23 | 23-HVAC |  |  |  |  | Variable Air Volume Terminal | [6 empty] | Yes | VAV-1 | M2.1 | TBD |  |  | TBD |  | TBD |  | TBD
11220 | Career Technology Center | City | Voc Tech | 24 | 1 | 112 | Student Break | [8 empty] | 23 | 23-HVAC |  |  |  |  | Variable Air Volume Terminal | [6 empty] | Yes | VAV-4 | M2.1 | TBD |  |  | TBD |  | TBD |  | TBD
11220 | Career Technology Center | City | Voc Tech | 24 | 1 | 112 | Student Break | [8 empty] | 23 | 23-HVAC |  |  |  |  | Variable Air Volume Terminal | [6 empty] | Yes | VAV-4 | M2.1 | TBD |  |  | TBD |  | TBD |  | TBD
11220 | Career Technology Center | City | Voc Tech | 24 | 1 | 111 | Admin Work | [8 empty] | 23 | 23-HVAC |  |  |  |  | Variable Air Volume Terminal | [6 empty] | Yes | VAV-1 | M2.1 | TBD |  |  | TBD |  | TBD |  | TBD
11220 | Career Technology Center | City | Voc Tech | 24 | 1 | 110 | Admin Office | [8 empty] | 23 | 23-HVAC |  |  |  |  | Variable Air Volume Terminal | [6 empty] | Yes | VAV-1 | M2.1 | TBD |  |  | TBD |  | TBD |  | TBD
11220 | Career Technology Center | City | Voc Tech | 24 | 1 | 121 | Hallway | [8 empty] | 23 | 23-HVAC |  |  |  |  | Variable Air Volume Terminal | [6 empty] | Yes | VAV-3 | M2.1 | TBD |  |  | TBD |  | TBD |  | TBD
11220 | Career Technology Center | City | Voc Tech | 24 | 1 | 120 | Police Reception | [8 empty] | 23 | 23-HVAC |  |  |  |  | Variable Air Volume Terminal | [6 empty] | Yes | VAV-3 | M2.1 | TBD |  |  | TBD |  | TBD |  | TBD
11220 | Career Technology Center | City | Voc Tech | 24 | 1 | 117 | Officer Workstation | [8 empty] | 23 | 23-HVAC |  |  |  |  | Variable Air Volume Terminal | [6 empty] | Yes | VAV-3 | M2.1 | TBD |  |  | TBD |  | TBD |  | TBD
11220 | Career Technology Center | City | Voc Tech | 24 | 1 | 119 | Admin Office | [8 empty] | 23 | 23-HVAC |  |  |  |  | Variable Air Volume Terminal | [6 empty] | Yes | VAV-3 | M2.1 | TBD |  |  | TBD |  | TBD |  | TBD
11220 | Career Technology Center | City | Voc Tech | 24 | 1 | 127 | Student Lockers | [8 empty] | 23 | 23-HVAC |  |  |  |  | Variable Air Volume Terminal | [6 empty] | Yes | VAV-4 | M2.1 | TBD |  |  | TBD |  | TBD |  | TBD
11220 | Career Technology Center | City | Voc Tech | 24 | 1 | 127 | Student Lockers | [8 empty] | 23 | 23-HVAC |  |  |  |  | Variable Air Volume Terminal | [6 empty] | Yes | VAV-5 | M2.1 | TBD |  |  | TBD |  | TBD |  | TBD
11220 | Career Technology Center | City | Voc Tech | 24 | 1 | 130 | Fac Office | [8 empty] | 23 | 23-HVAC |  |  |  |  | Variable Air Volume Terminal | [6 empty] | Yes | VAV-1 | M2.1 | TBD |  |  | TBD |  | TBD |  | TBD
11220 | Career Technology Center | City | Voc Tech | 24 | 1 | 128 | Dispensary Supply | [8 empty] | 23 | 23-HVAC |  |  |  |  | Variable Air Volume Terminal | [6 empty] | Yes | VAV-1 | M2.1 | TBD |  |  | TBD |  | TBD |  | TBD
11220 | Career Technology Center | City | Voc Tech | 24 | 1 | 132 | Hallway | [8 empty] | 23 | 23-HVAC |  |  |  |  | Variable Air Volume Terminal | [6 empty] | Yes | VAV-3 | M2.1 | TBD |  |  | TBD |  | TBD |  | TBD
11220 | Career Technology Center | City | Voc Tech | 24 | 1 | 134 | Fac Office | [8 empty] | 23 | 23-HVAC |  |  |  |  | Variable Air Volume Terminal | [6 empty] | Yes | VAV-4 | M2.1 | TBD |  |  | TBD |  | TBD |  | TBD
11220 | Career Technology Center | City | Voc Tech | 24 | 1 | 106 | MDF Room | [5 empty] | Daikin | FXMQ48MVJU (Dwg) |  | 23 | 23-HVAC |  |  |  |  | Fan Coil | [6 empty] | Yes | FC-1 | M2.1 | TBD |  |  | TBD |  | TBD |  | TBD
11220 | Career Technology Center | City | Voc Tech | 24 | 1 | 103 | Women's | [8 empty] | 23 | 23-HVAC |  |  |  |  | Variable Air Volume Terminal | [6 empty] | Yes | VAV-4 | M2.1 | TBD |  |  | TBD |  | TBD |  | TBD
11220 | Career Technology Center | City | Voc Tech | 24 | 1 | 103 | Women's | [8 empty] | 23 | 23-HVAC |  |  |  |  | Variable Air Volume Terminal | [6 empty] | Yes | VAV-2 | M2.1 | TBD |  |  | TBD |  | TBD |  | TBD
11220 | Career Technology Center | City | Voc Tech | 24 | 1 | 137 | Lecture Classroom | [8 empty] | 23 | 23-HVAC |  |  |  |  | Variable Air Volume Terminal | [6 empty] | Yes | VAV-5 | M2.1 | TBD |  |  | TBD |  | TBD |  | TBD
11220 | Career Technology Center | City | Voc Tech | 24 | 1 | 137 | Lecture Classroom | [8 empty] | 23 | 23-HVAC |  |  |  |  | Variable Air Volume Terminal | [6 empty] | Yes | VAV-5 | M2.1 | TBD |  |  | TBD |  | TBD |  | TBD
11220 | Career Technology Center | City | Voc Tech | 24 | 1 | 137 | Lecture Classroom | [8 empty] | 23 | 23-HVAC |  |  |  |  | Variable Air Volume Terminal | [6 empty] | Yes | VAV-5 | M2.1 | TBD |  |  | TBD |  | TBD |  | TBD
11220 | Career Technology Center | City | Voc Tech | 24 | 2 | 211 | Junior Lab 1 | [8 empty] | 23 | 23-HVAC |  |  |  |  | Variable Air Volume Terminal | [6 empty] | Yes | VAV-5 | M2.2 | TBD |  |  | TBD |  | TBD |  | TBD
11220 | Career Technology Center | City | Voc Tech | 24 | 2 | 211 | Junior Lab 1 | [8 empty] | 23 | 23-HVAC |  |  |  |  | Variable Air Volume Terminal | [6 empty] | Yes | VAV-5 | M2.2 | TBD |  |  | TBD |  | TBD |  | TBD
11220 | Career Technology Center | City | Voc Tech | 24 | 2 | 211 | Junior Lab 1 | [8 empty] | 23 | 23-HVAC |  |  |  |  | Variable Air Volume Terminal | [6 empty] | Yes | VAV-5 | M2.2 | TBD |  |  | TBD |  | TBD |  | TBD
11220 | Career Technology Center | City | Voc Tech | 24 | 2 | 211 | Junior Lab 1 | [8 empty] | 23 | 23-HVAC |  |  |  |  | Variable Air Volume Terminal | [6 empty] | Yes | VAV-5 | M2.2 | TBD |  |  | TBD |  | TBD |  | TBD
11220 | Career Technology Center | City | Voc Tech | 24 | 2 | 211 | Junior Lab 1 | [8 empty] | 23 | 23-HVAC |  |  |  |  | Variable Air Volume Terminal | [6 empty] | Yes | VAV-4 | M2.2 | TBD |  |  | TBD |  | TBD |  | TBD
11220 | Career Technology Center | City | Voc Tech | 24 | 2 | 211 | Junior Lab 1 | [8 empty] | 23 | 23-HVAC |  |  |  |  | Variable Air Volume Terminal | [6 empty] | Yes | VAV-1 | M2.2 | TBD |  |  | TBD |  | TBD |  | TBD
11220 | Career Technology Center | City | Voc Tech | 24 | 2 | 211 | Junior Lab 1 | [8 empty] | 23 | 23-HVAC |  |  |  |  | Variable Air Volume Terminal | [6 empty] | Yes | VAV-1 | M2.2 | TBD |  |  | TBD |  | TBD |  | TBD
11220 | Career Technology Center | City | Voc Tech | 24 | 2 | 211 | Junior Lab 1 | [8 empty] | 23 | 23-HVAC |  |  |  |  | Variable Air Volume Terminal | [6 empty] | Yes | VAV-6 | M2.2 | TBD |  |  | TBD |  | TBD |  | TBD
11220 | Career Technology Center | City | Voc Tech | 24 | 2 | 216 | Freshman Lab | [8 empty] | 23 | 23-HVAC |  |  |  |  | Variable Air Volume Terminal | [6 empty] | Yes | VAV-5 | M2.2 | TBD |  |  | TBD |  | TBD |  | TBD
11220 | Career Technology Center | City | Voc Tech | 24 | 2 | 216 | Freshman Lab | [8 empty] | 23 | 23-HVAC |  |  |  |  | Variable Air Volume Terminal | [6 empty] | Yes | VAV-5 | M2.2 | TBD |  |  | TBD |  | TBD |  | TBD
11220 | Career Technology Center | City | Voc Tech | 24 | 2 | 218 | Junior Shampoo | [8 empty] | 23 | 23-HVAC |  |  |  |  | Variable Air Volume Terminal | [6 empty] | Yes | VAV-2 | M2.2 | TBD |  |  | TBD |  | TBD |  | TBD
11220 | Career Technology Center | City | Voc Tech | 24 | 2 | 218 | Junior Shampoo | [8 empty] | 23 | 23-HVAC |  |  |  |  | Variable Air Volume Terminal | [6 empty] | Yes | VAV-3 | M2.2 | TBD |  |  | TBD |  | TBD |  | TBD
11220 | Career Technology Center | City | Voc Tech | 24 | 2 | 218 | Junior Shampoo | [8 empty] | 23 | 23-HVAC |  |  |  |  | Variable Air Volume Terminal | [6 empty] | Yes | VAV-5 | M2.2 | TBD |  |  | TBD |  | TBD |  | TBD
11220 | Career Technology Center | City | Voc Tech | 24 | 2 | 219 | Student Lockers | [8 empty] | 23 | 23-HVAC |  |  |  |  | Variable Air Volume Terminal | [6 empty] | Yes | VAV-4 | M2.2 | TBD |  |  | TBD |  | TBD |  | TBD
11220 | Career Technology Center | City | Voc Tech | 24 | 2 | 219 | Student Lockers | [8 empty] | 23 | 23-HVAC |  |  |  |  | Variable Air Volume Terminal | [6 empty] | Yes | VAV-5 | M2.2 | TBD |  |  | TBD |  | TBD |  | TBD
11220 | Career Technology Center | City | Voc Tech | 24 | 2 | 230 | Unisex RR | [8 empty] | 23 | 23-HVAC |  |  |  |  | Variable Air Volume Terminal | [6 empty] | Yes | VAV-4 | M2.2 | TBD |  |  | TBD |  | TBD |  | TBD
11220 | Career Technology Center | City | Voc Tech | 24 | 2 | 222 | Dispensary | [8 empty] | 23 | 23-HVAC |  |  |  |  | Variable Air Volume Terminal | [6 empty] | Yes | VAV-4 | M2.2 | TBD |  |  | TBD |  | TBD |  | TBD
11220 | Career Technology Center | City | Voc Tech | 24 | 2 | 224 | Advanced Skincare Lab | [8 empty] | 23 | 23-HVAC |  |  |  |  | Variable Air Volume Terminal | [6 empty] | Yes | VAV-1 | M2.2 | TBD |  |  | TBD |  | TBD |  | TBD
11220 | Career Technology Center | City | Voc Tech | 24 | 2 | 224 | Advanced Skincare Lab | [8 empty] | 23 | 23-HVAC |  |  |  |  | Variable Air Volume Terminal | [6 empty] | Yes | VAV-4 | M2.2 | TBD |  |  | TBD |  | TBD |  | TBD
11220 | Career Technology Center | City | Voc Tech | 24 | 2 | 224 | Advanced Skincare Lab | [8 empty] | 23 | 23-HVAC |  |  |  |  | Variable Air Volume Terminal | [6 empty] | Yes | VAV-4 | M2.2 | TBD |  |  | TBD |  | TBD |  | TBD
11220 | Career Technology Center | City | Voc Tech | 24 | 2 | 224 | Advanced Skincare Lab | [8 empty] | 23 | 23-HVAC |  |  |  |  | Variable Air Volume Terminal | [6 empty] | Yes | VAV-5 | M2.2 | TBD |  |  | TBD |  | TBD |  | TBD
11220 | Career Technology Center | City | Voc Tech | 24 | 2 | 225 | Skincare Lecture | [8 empty] | 23 | 23-HVAC |  |  |  |  | Variable Air Volume Terminal | [6 empty] | Yes | VAV-5 | M2.2 | TBD |  |  | TBD |  | TBD |  | TBD
11220 | Career Technology Center | City | Voc Tech | 24 | 2 | 225 | Skincare Lecture | [8 empty] | 23 | 23-HVAC |  |  |  |  | Variable Air Volume Terminal | [6 empty] | Yes | VAV-5 | M2.2 | TBD |  |  | TBD |  | TBD |  | TBD
11220 | Career Technology Center | City | Voc Tech | 24 | 3 | 330 | Hallway | [8 empty] | 23 | 23-HVAC |  |  |  |  | Variable Air Volume Terminal | [6 empty] | Yes | VAV-2 | M2.3 | TBD |  |  | TBD |  | TBD |  | TBD
11220 | Career Technology Center | City | Voc Tech | 24 | 3 | 330 | Hallway | [8 empty] | 23 | 23-HVAC |  |  |  |  | Variable Air Volume Terminal | [6 empty] | Yes | VAV-4 | M2.3 | TBD |  |  | TBD |  | TBD |  | TBD
11220 | Career Technology Center | City | Voc Tech | 24 | 3 | 325 | Shared Fac Office | [8 empty] | 23 | 23-HVAC |  |  |  |  | Variable Air Volume Terminal | [6 empty] | Yes | VAV-3 | M2.3 | TBD |  |  | TBD |  | TBD |  | TBD
11220 | Career Technology Center | City | Voc Tech | 24 | 3 | 325 | Shared Fac Office | [8 empty] | 23 | 23-HVAC |  |  |  |  | Variable Air Volume Terminal | [6 empty] | Yes | VAV-2 | M2.3 | TBD |  |  | TBD |  | TBD |  | TBD
11220 | Career Technology Center | City | Voc Tech | 24 | 3 | 335 | Computer Simulation | [8 empty] | 23 | 23-HVAC |  |  |  |  | Variable Air Volume Terminal | [6 empty] | Yes | VAV-5 | M2.3 | TBD |  |  | TBD |  | TBD |  | TBD
11220 | Career Technology Center | City | Voc Tech | 24 | 3 | 335 | Computer Simulation | [8 empty] | 23 | 23-HVAC |  |  |  |  | Variable Air Volume Terminal | [6 empty] | Yes | VAV-2 | M2.3 | TBD |  |  | TBD |  | TBD |  | TBD
11220 | Career Technology Center | City | Voc Tech | 24 | 3 | 335 | Computer Simulation | [8 empty] | 23 | 23-HVAC |  |  |  |  | Variable Air Volume Terminal | [6 empty] | Yes | VAV-4 | M2.3 | TBD |  |  | TBD |  | TBD |  | TBD
11220 | Career Technology Center | City | Voc Tech | 24 | 3 | 336 | Control Room | [8 empty] | 23 | 23-HVAC |  |  |  |  | Variable Air Volume Terminal | [6 empty] | Yes | VAV-1 | M2.3 | TBD |  |  | TBD |  | TBD |  | TBD
11220 | Career Technology Center | City | Voc Tech | 24 | 3 | 337 | Med Simulation | [8 empty] | 23 | 23-HVAC |  |  |  |  | Variable Air Volume Terminal | [6 empty] | Yes | VAV-3 | M2.3 | TBD |  |  | TBD |  | TBD |  | TBD
11220 | Career Technology Center | City | Voc Tech | 24 | 3 | 338 | Control Room | [8 empty] | 23 | 23-HVAC |  |  |  |  | Variable Air Volume Terminal | [6 empty] | Yes | VAV-3 | M2.3 | TBD |  |  | TBD |  | TBD |  | TBD
11220 | Career Technology Center | City | Voc Tech | 24 | 3 | 319 | Fac Office | [8 empty] | 23 | 23-HVAC |  |  |  |  | Variable Air Volume Terminal | [6 empty] | Yes | VAV-4 | M2.3 | TBD |  |  | TBD |  | TBD |  | TBD
11220 | Career Technology Center | City | Voc Tech | 24 | 3 | 330 | Hallway | [8 empty] | 23 | 23-HVAC |  |  |  |  | Variable Air Volume Terminal | [6 empty] | Yes | VAV-1 | M2.3 | TBD |  |  | TBD |  | TBD |  | TBD
11220 | Career Technology Center | City | Voc Tech | 24 | 3 | 331 | Admin Reception | [8 empty] | 23 | 23-HVAC |  |  |  |  | Variable Air Volume Terminal | [6 empty] | Yes | VAV-1 | M2.3 | TBD |  |  | TBD |  | TBD |  | TBD
11220 | Career Technology Center | City | Voc Tech | 24 | 3 | 331 | Admin Reception | [8 empty] | 23 | 23-HVAC |  |  |  |  | Variable Air Volume Terminal | [6 empty] | Yes | VAV-1 | M2.3 | TBD |  |  | TBD |  | TBD |  | TBD
11220 | Career Technology Center | City | Voc Tech | 24 | 3 | 338-? | Control Room | [8 empty] | 23 | 23-HVAC |  |  |  |  | Variable Air Volume Terminal | [6 empty] | Yes | VAV-1 | M2.3 | TBD |  |  | TBD |  | TBD |  | TBD
11220 | Career Technology Center | City | Voc Tech | 24 | 3 | 338-? | Control Room | [8 empty] | 23 | 23-HVAC |  |  |  |  | Variable Air Volume Terminal | [6 empty] | Yes | VAV-1 | M2.3 | TBD |  |  | TBD |  | TBD |  | TBD
11220 | Career Technology Center | City | Voc Tech | 24 | 3 | 341 | Med Simulation | [8 empty] | 23 | 23-HVAC |  |  |  |  | Variable Air Volume Terminal | [6 empty] | Yes | VAV-1 | M2.3 | TBD |  |  | TBD |  | TBD |  | TBD
11220 | Career Technology Center | City | Voc Tech | 24 | 3 | 341 | Med Simulation | [8 empty] | 23 | 23-HVAC |  |  |  |  | Variable Air Volume Terminal | [6 empty] | Yes | VAV-1 | M2.3 | TBD |  |  | TBD |  | TBD |  | TBD
11220 | Career Technology Center | City | Voc Tech | 24 | 3 | 348 | Exam Lab | [8 empty] | 23 | 23-HVAC |  |  |  |  | Variable Air Volume Terminal | [6 empty] | Yes | VAV-3 | M2.3 | TBD |  |  | TBD |  | TBD |  | TBD
11220 | Career Technology Center | City | Voc Tech | 24 | 3 | 348 | Exam Lab | [8 empty] | 23 | 23-HVAC |  |  |  |  | Variable Air Volume Terminal | [6 empty] | Yes | VAV-5 | M2.3 | TBD |  |  | TBD |  | TBD |  | TBD
11220 | Career Technology Center | City | Voc Tech | 24 | 3 | 348 | Exam Lab | [8 empty] | 23 | 23-HVAC |  |  |  |  | Variable Air Volume Terminal | [6 empty] | Yes | VAV-1 | M2.3 | TBD |  |  | TBD |  | TBD |  | TBD
11220 | Career Technology Center | City | Voc Tech | 24 | 3 | 345 | Exam Lab | [8 empty] | 23 | 23-HVAC |  |  |  |  | Variable Air Volume Terminal | [6 empty] | Yes | VAV-1 | M2.3 | TBD |  |  | TBD |  | TBD |  | TBD
11220 | Career Technology Center | City | Voc Tech | 24 | 3 | 345 | Exam Lab | [8 empty] | 23 | 23-HVAC |  |  |  |  | Variable Air Volume Terminal | [6 empty] | Yes | VAV-1 | M2.3 | TBD |  |  | TBD |  | TBD |  | TBD
11220 | Career Technology Center | City | Voc Tech | 24 | 3 | 346 | [9 empty] | 23 | 23-HVAC |  |  |  |  | Variable Air Volume Terminal | [6 empty] | Yes | VAV-1 | M2.3 | TBD |  |  | TBD |  | TBD |  | TBD
11220 | Career Technology Center | City | Voc Tech | 24 | 3 | 347 | Exam Lab | [8 empty] | 23 | 23-HVAC |  |  |  |  | Variable Air Volume Terminal | [6 empty] | Yes | VAV-4 | M2.3 | TBD |  |  | TBD |  | TBD |  | TBD
11220 | Career Technology Center | City | Voc Tech | 24 | 3 | 353 | Skills Lab | [8 empty] | 23 | 23-HVAC |  |  |  |  | Variable Air Volume Terminal | [6 empty] | Yes | VAV-5 | M2.3 | TBD |  |  | TBD |  | TBD |  | TBD
11220 | Career Technology Center | City | Voc Tech | 24 | 3 | 353 | Skills Lab | [8 empty] | 23 | 23-HVAC |  |  |  |  | Variable Air Volume Terminal | [6 empty] | Yes | VAV-1 | M2.3 | TBD |  |  | TBD |  | TBD |  | TBD
11220 | Career Technology Center | City | Voc Tech | 24 | 3 | 353 | Skills Lab | [8 empty] | 23 | 23-HVAC |  |  |  |  | Variable Air Volume Terminal | [6 empty] | Yes | VAV-4 | M2.3 | TBD |  |  | TBD |  | TBD |  | TBD
11220 | Career Technology Center | City | Voc Tech | 24 | 3 | 353 | Skills Lab | [8 empty] | 23 | 23-HVAC |  |  |  |  | Variable Air Volume Terminal | [6 empty] | Yes | VAV-6 | M2.3 | TBD |  |  | TBD |  | TBD |  | TBD
11220 | Career Technology Center | City | Voc Tech | 24 | 3 | 353 | Skills Lab | [8 empty] | 23 | 23-HVAC |  |  |  |  | Variable Air Volume Terminal | [6 empty] | Yes | VAV-4 | M2.3 | TBD |  |  | TBD |  | TBD |  | TBD
11220 | Career Technology Center | City | Voc Tech | 24 | 3 | 353 | Skills Lab | [8 empty] | 23 | 23-HVAC |  |  |  |  | Variable Air Volume Terminal | [6 empty] | Yes | VAV-5 | M2.3 | TBD |  |  | TBD |  | TBD |  | TBD
11220 | Career Technology Center | City | Voc Tech | 24 | 3 | 353 | Skills Lab | [8 empty] | 23 | 23-HVAC |  |  |  |  | Variable Air Volume Terminal | [6 empty] | Yes | VAV-3 | M2.3 | TBD |  |  | TBD |  | TBD |  | TBD
11220 | Career Technology Center | City | Voc Tech | 24 | 3 | 353 | Skills Lab | [8 empty] | 23 | 23-HVAC |  |  |  |  | Variable Air Volume Terminal | [6 empty] | Yes | VAV-2 | M2.3 | TBD |  |  | TBD |  | TBD |  | TBD
11220 | Career Technology Center | City | Voc Tech | 24 | 3 | 309 | MultiPurpose Room | [8 empty] | 23 | 23-HVAC |  |  |  |  | Variable Air Volume Terminal | [6 empty] | Yes | VAV-4 | M2.3 | TBD |  |  | TBD |  | TBD |  | TBD
11220 | Career Technology Center | City | Voc Tech | 24 | 3 | 310 | MultiPurpose Room | [8 empty] | 23 | 23-HVAC |  |  |  |  | Variable Air Volume Terminal | [6 empty] | Yes | VAV-3 | M2.3 | TBD |  |  | TBD |  | TBD |  | TBD
11220 | Career Technology Center | City | Voc Tech | 24 | 3 | 310 | MultiPurpose Room | [8 empty] | 23 | 23-HVAC |  |  |  |  | Variable Air Volume Terminal | [6 empty] | Yes | VAV-3 | M2.3 | TBD |  |  | TBD |  | TBD |  | TBD
11220 | Career Technology Center | City | Voc Tech | 24 | 3 | 310 | MultiPurpose Room | [8 empty] | 23 | 23-HVAC |  |  |  |  | Variable Air Volume Terminal | [6 empty] | Yes | VAV-4 | M2.3 | TBD |  |  | TBD |  | TBD |  | TBD
11220 | Career Technology Center | City | Voc Tech | 24 | 3 | 310 | MultiPurpose Room | [8 empty] | 23 | 23-HVAC |  |  |  |  | Variable Air Volume Terminal | [6 empty] | Yes | VAV-4 | M2.3 | TBD |  |  | TBD |  | TBD |  | TBD
11220 | Career Technology Center | City | Voc Tech | 24 | 4 | ? | [9 empty] | 23 | 23-HVAC |  |  |  |  | Variable Air Volume Terminal | [6 empty] | Yes | VAV-2 | M2.4 | TBD |  |  | TBD |  | TBD |  | TBD
11220 | Career Technology Center | City | Voc Tech | 24 | 4 | ? | [9 empty] | 23 | 23-HVAC |  |  |  |  | Variable Air Volume Terminal | [6 empty] | Yes | VAV-2 | M2.4 | TBD |  |  | TBD |  | TBD |  | TBD
11220 | Career Technology Center | City | Voc Tech | 24 | 4 | ? | [9 empty] | 23 | 23-HVAC |  |  |  |  | Variable Air Volume Terminal | [6 empty] | Yes | VAV-2 | M2.4 | TBD |  |  | TBD |  | TBD |  | TBD
11220 | Career Technology Center | City | Voc Tech | 24 | 4 | ? | [9 empty] | 23 | 23-HVAC |  |  |  |  | Variable Air Volume Terminal | [6 empty] | Yes | VAV-2 | M2.4 | TBD |  |  | TBD |  | TBD |  | TBD
11220 | Career Technology Center | City | Voc Tech | 24 | 4 | 414 | Fac Office | [8 empty] | 23 | 23-HVAC |  |  |  |  | Variable Air Volume Terminal | [6 empty] | Yes | VAV-2 | M2.4 | TBD |  |  | TBD |  | TBD |  | TBD
11220 | Career Technology Center | City | Voc Tech | 24 | 4 | 419 | Nursing Multi Classroom | [8 empty] | 23 | 23-HVAC |  |  |  |  | Variable Air Volume Terminal | [6 empty] | Yes | VAV-5 | M2.4 | TBD |  |  | TBD |  | TBD |  | TBD
11220 | Career Technology Center | City | Voc Tech | 24 | 4 | ? | [9 empty] | 23 | 23-HVAC |  |  |  |  | Exhaust Fan | [6 empty] | Yes | EF-2 | M2.4 | TBD |  |  | TBD |  | TBD |  | TBD
11220 | Career Technology Center | City | Voc Tech | 24 | 4 | ? | [9 empty] | 23 | 23-HVAC |  |  |  |  | Exhaust Fan | [6 empty] | Yes | EF-4 | M2.4 | TBD |  |  | TBD |  | TBD |  | TBD
11220 | Career Technology Center | City | Voc Tech | 24 | 4 | 412 | Digital Print Finishing Room | [8 empty] | 23 | 23-HVAC |  |  |  |  | Variable Air Volume Terminal | [6 empty] | Yes | VAV-3 | M2.4 | TBD |  |  | TBD |  | TBD |  | TBD
11220 | Career Technology Center | City | Voc Tech | 24 | 4 | 412 | Digital Print Finishing Room | [8 empty] | 23 | 23-HVAC |  |  |  |  | Variable Air Volume Terminal | [6 empty] | Yes | VAV-2 | M2.4 | TBD |  |  | TBD |  | TBD |  | TBD
11220 | Career Technology Center | City | Voc Tech | 24 | 4 | 411 | Prep Critique Multi Lab | [8 empty] | 23 | 23-HVAC |  |  |  |  | Variable Air Volume Terminal | [6 empty] | Yes | VAV-5 | M2.4 | TBD |  |  | TBD |  | TBD |  | TBD
11220 | Career Technology Center | City | Voc Tech | 24 | 4 | 411 | Prep Critique Multi Lab | [8 empty] | 23 | 23-HVAC |  |  |  |  | Variable Air Volume Terminal | [6 empty] | Yes | VAV-4 | M2.4 | TBD |  |  | TBD |  | TBD |  | TBD
11220 | Career Technology Center | City | Voc Tech | 24 | 4 | 411 | Prep Critique Multi Lab | [8 empty] | 23 | 23-HVAC |  |  |  |  | Variable Air Volume Terminal | [6 empty] | Yes | VAV-4 | M2.4 | TBD |  |  | TBD |  | TBD |  | TBD
11220 | Career Technology Center | City | Voc Tech | 24 | 4 | 410 | Digital Imaging Lab | [8 empty] | 23 | 23-HVAC |  |  |  |  | Variable Air Volume Terminal | [6 empty] | Yes | VAV-3 | M2.4 | TBD |  |  | TBD |  | TBD |  | TBD
11220 | Career Technology Center | City | Voc Tech | 24 | 4 | 410 | Digital Imaging Lab | [8 empty] | 23 | 23-HVAC |  |  |  |  | Variable Air Volume Terminal | [6 empty] | Yes | VAV-4 | M2.4 | TBD |  |  | TBD |  | TBD |  | TBD
11220 | Career Technology Center | City | Voc Tech | 24 | 4 | 409 | Digital Imaging Lab | [8 empty] | 23 | 23-HVAC |  |  |  |  | Variable Air Volume Terminal | [6 empty] | Yes | VAV-4 | M2.4 | TBD |  |  | TBD |  | TBD |  | TBD
11220 | Career Technology Center | City | Voc Tech | 24 | 4 | 409 | Digital Imaging Lab | [8 empty] | 23 | 23-HVAC |  |  |  |  | Variable Air Volume Terminal | [6 empty] | Yes | VAV-4 | M2.4 | TBD |  |  | TBD |  | TBD |  | TBD
11220 | Career Technology Center | City | Voc Tech | 24 | 4 | 422 | Student Lockers | [8 empty] | 23 | 23-HVAC |  |  |  |  | Variable Air Volume Terminal | [6 empty] | Yes | VAV-3 | M2.4 | TBD |  |  | TBD |  | TBD |  | TBD
11220 | Career Technology Center | City | Voc Tech | 24 | 4 | 422 | Student Lockers | [8 empty] | 23 | 23-HVAC |  |  |  |  | Variable Air Volume Terminal | [6 empty] | Yes | VAV-4 | M2.4 | TBD |  |  | TBD |  | TBD |  | TBD
11220 | Career Technology Center | City | Voc Tech | 24 | 4 | 422 | Student Lockers | [8 empty] | 23 | 23-HVAC |  |  |  |  | Variable Air Volume Terminal | [6 empty] | Yes | VAV-4 | M2.4 | TBD |  |  | TBD |  | TBD |  | TBD
11220 | Career Technology Center | City | Voc Tech | 24 | 4 | 422 | Student Lockers | [8 empty] | 23 | 23-HVAC |  |  |  |  | Variable Air Volume Terminal | [6 empty] | Yes | VAV-2 | M2.4 | TBD |  |  | TBD |  | TBD |  | TBD
11220 | Career Technology Center | City | Voc Tech | 24 | 4 | 427 | Digital Imaging Lab | [8 empty] | 23 | 23-HVAC |  |  |  |  | Variable Air Volume Terminal | [6 empty] | Yes | VAV-1 | M2.4 | TBD |  |  | TBD |  | TBD |  | TBD
11220 | Career Technology Center | City | Voc Tech | 24 | 4 | 427 | Digital Imaging Lab | [8 empty] | 23 | 23-HVAC |  |  |  |  | Variable Air Volume Terminal | [6 empty] | Yes | VAV-4 | M2.4 | TBD |  |  | TBD |  | TBD |  | TBD
11220 | Career Technology Center | City | Voc Tech | 24 | 4 | 427 | Digital Imaging Lab | [8 empty] | 23 | 23-HVAC |  |  |  |  | Variable Air Volume Terminal | [6 empty] | Yes | VAV-2 | M2.4 | TBD |  |  | TBD |  | TBD |  | TBD
11220 | Career Technology Center | City | Voc Tech | 24 | 4 | 427 | Digital Imaging Lab | [8 empty] | 23 | 23-HVAC |  |  |  |  | Variable Air Volume Terminal | [6 empty] | Yes | VAV-4 | M2.4 | TBD |  |  | TBD |  | TBD |  | TBD
11220 | Career Technology Center | City | Voc Tech | 24 | 4 | 428 | Prep Critique Multi Lab | [8 empty] | 23 | 23-HVAC |  |  |  |  | Variable Air Volume Terminal | [6 empty] | Yes | VAV-4 | M2.4 | TBD |  |  | TBD |  | TBD |  | TBD
11220 | Career Technology Center | City | Voc Tech | 24 | 4 | 420 | Conference Seminar Room | [8 empty] | 23 | 23-HVAC |  |  |  |  | Variable Air Volume Terminal | [6 empty] | Yes | VAV-4 | M2.4 | TBD |  |  | TBD |  | TBD |  | TBD
11220 | Career Technology Center | City | Voc Tech | 24 | 4 | 420 | Conference Seminar Room | [8 empty] | 23 | 23-HVAC |  |  |  |  | Variable Air Volume Terminal | [6 empty] | Yes | VAV-6 | M2.4 | TBD |  |  | TBD |  | TBD |  | TBD
11220 | Career Technology Center | City | Voc Tech | 24 | 4 | 428 | Prep Critique Multi Lab | [8 empty] | 23 | 23-HVAC |  |  |  |  | Variable Air Volume Terminal | [6 empty] | Yes | VAV-5 | M2.4 | TBD |  |  | TBD |  | TBD |  | TBD
11220 | Career Technology Center | City | Voc Tech | 24 | 5 | 516 | Digital Analog Prep Lab | [8 empty] | 23 | 23-HVAC |  |  |  |  | Variable Air Volume Terminal | [6 empty] | Yes | VAV-1 | M2.5 | TBD |  |  | TBD |  | TBD |  | TBD
11220 | Career Technology Center | City | Voc Tech | 24 | 5 | 516 | Digital Analog Prep Lab | [8 empty] | 23 | 23-HVAC |  |  |  |  | Variable Air Volume Terminal | [6 empty] | Yes | VAV-4 | M2.5 | TBD |  |  | TBD |  | TBD |  | TBD
11220 | Career Technology Center | City | Voc Tech | 24 | 5 | 516 | Digital Analog Prep Lab | [8 empty] | 23 | 23-HVAC |  |  |  |  | Variable Air Volume Terminal | [6 empty] | Yes | VAV-4 | M2.5 | TBD |  |  | TBD |  | TBD |  | TBD
11220 | Career Technology Center | City | Voc Tech | 24 | 5 | 516 | Digital Analog Prep Lab | [8 empty] | 23 | 23-HVAC |  |  |  |  | Variable Air Volume Terminal | [6 empty] | Yes | VAV-4 | M2.5 | TBD |  |  | TBD |  | TBD |  | TBD
11220 | Career Technology Center | City | Voc Tech | 24 | 5 | 520 | On-Duty Lab Instruction | [8 empty] | 23 | 23-HVAC |  |  |  |  | Variable Air Volume Terminal | [6 empty] | Yes | VAV-1 | M2.5 | TBD |  |  | TBD |  | TBD |  | TBD
11220 | Career Technology Center | City | Voc Tech | 24 | 5 | 520 | On-Duty Lab Instruction | [8 empty] | 23 | 23-HVAC |  |  |  |  | Variable Air Volume Terminal | [6 empty] | Yes | VAV-2 | M2.5 | TBD |  |  | TBD |  | TBD |  | TBD
11220 | Career Technology Center | City | Voc Tech | 24 | 5 | 519 | Equipment Storage | [8 empty] | 23 | 23-HVAC |  |  |  |  | Variable Air Volume Terminal | [6 empty] | Yes | VAV-3 | M2.5 | TBD |  |  | TBD |  | TBD |  | TBD
11220 | Career Technology Center | City | Voc Tech | 24 | 5 | 519 | Equipment Storage | [8 empty] | 23 | 23-HVAC |  |  |  |  | Variable Air Volume Terminal | [6 empty] | Yes | VAV-2 | M2.5 | TBD |  |  | TBD |  | TBD |  | TBD
11220 | Career Technology Center | City | Voc Tech | 24 | 5 | 515 | Digital / Analog Prep Lab | [8 empty] | 23 | 23-HVAC |  |  |  |  | Variable Air Volume Terminal | [6 empty] | Yes | VAV-4 | M2.5 | TBD |  |  | TBD |  | TBD |  | TBD
11220 | Career Technology Center | City | Voc Tech | 24 | 5 | 513 | Small Digital Analog Prep Lab | [8 empty] | 23 | 23-HVAC |  |  |  |  | Variable Air Volume Terminal | [6 empty] | Yes | VAV-3 | M2.5 | TBD |  |  | TBD |  | TBD |  | TBD
11220 | Career Technology Center | City | Voc Tech | 24 | 5 | 513 | Small Digital Analog Prep Lab | [8 empty] | 23 | 23-HVAC |  |  |  |  | Variable Air Volume Terminal | [6 empty] | Yes | VAV-3 | M2.5 | TBD |  |  | TBD |  | TBD |  | TBD
11220 | Career Technology Center | City | Voc Tech | 24 | 5 | 513 | Small Digital Analog Prep Lab | [8 empty] | 23 | 23-HVAC |  |  |  |  | Variable Air Volume Terminal | [6 empty] | Yes | VAV-3 | M2.5 | TBD |  |  | TBD |  | TBD |  | TBD
11220 | Career Technology Center | City | Voc Tech | 24 | 5 | 523 | Digital Analog Prep Lab | [8 empty] | 23 | 23-HVAC |  |  |  |  | Variable Air Volume Terminal | [6 empty] | Yes | VAV-5 | M2.5 | TBD |  |  | TBD |  | TBD |  | TBD
11220 | Career Technology Center | City | Voc Tech | 24 | 5 | 531 | Film Load | [8 empty] | 23 | 23-HVAC |  |  |  |  | Variable Air Volume Terminal | [6 empty] | Yes | VAV-1 | M2.5 | TBD |  |  | TBD |  | TBD |  | TBD
11220 | Career Technology Center | City | Voc Tech | 24 | 5 | 523 | Digital Analog Prep Lab | [8 empty] | 23 | 23-HVAC |  |  |  |  | Variable Air Volume Terminal | [6 empty] | Yes | VAV-3 | M2.5 | TBD |  |  | TBD |  | TBD |  | TBD
11220 | Career Technology Center | City | Voc Tech | 24 | 5 | 525 | Film | [8 empty] | 23 | 23-HVAC |  |  |  |  | Variable Air Volume Terminal | [6 empty] | Yes | VAV-1 | M2.5 | TBD |  |  | TBD |  | TBD |  | TBD
11220 | Career Technology Center | City | Voc Tech | 24 | 5 | 525 | Film | [8 empty] | 23 | 23-HVAC |  |  |  |  | Variable Air Volume Terminal | [6 empty] | Yes | VAV-1 | M2.5 | TBD |  |  | TBD |  | TBD |  | TBD
11220 | Career Technology Center | City | Voc Tech | 24 | 5 | 523 | Digital Analog Prep Lab | [8 empty] | 23 | 23-HVAC |  |  |  |  | Variable Air Volume Terminal | [6 empty] | Yes | VAV-4 | M2.5 | TBD |  |  | TBD |  | TBD |  | TBD
11220 | Career Technology Center | City | Voc Tech | 24 | 5 | 510 | Imaging Studio Dress Room | [8 empty] | 23 | 23-HVAC |  |  |  |  | Variable Air Volume Terminal | [6 empty] | Yes | VAV-3 | M2.5 | TBD |  |  | TBD |  | TBD |  | TBD
11220 | Career Technology Center | City | Voc Tech | 24 | 5 | 533 | Digital/Analog Repair Office | [8 empty] | 23 | 23-HVAC |  |  |  |  | Variable Air Volume Terminal | [6 empty] | Yes | VAV-4 | M2.5 | TBD |  |  | TBD |  | TBD |  | TBD
11220 | Career Technology Center | City | Voc Tech | 24 | 5 | 510 | Imaging Studio Dress Room | [8 empty] | 23 | 23-HVAC |  |  |  |  | Variable Air Volume Terminal | [6 empty] | Yes | VAV-1 | M2.5 | TBD |  |  | TBD |  | TBD |  | TBD
11220 | Career Technology Center | City | Voc Tech | 24 | 5 | 509 | Digital/Analog Equip Issue & Storage Room | [8 empty] | 23 | 23-HVAC |  |  |  |  | Variable Air Volume Terminal | [6 empty] | Yes | VAV-4 | M2.5 | TBD |  |  | TBD |  | TBD |  | TBD
11220 | Career Technology Center | City | Voc Tech | 24 | 5 | 538 | Equipment Storage | [8 empty] | 23 | 23-HVAC |  |  |  |  | Variable Air Volume Terminal | [6 empty] | Yes | VAV-5 | M2.5 | TBD |  |  | TBD |  | TBD |  | TBD
11220 | Career Technology Center | City | Voc Tech | 24 | 5 | 538 | Equipment Storage | [8 empty] | 23 | 23-HVAC |  |  |  |  | Variable Air Volume Terminal | [6 empty] | Yes | VAV-1 | M2.5 | TBD |  |  | TBD |  | TBD |  | TBD
11220 | Career Technology Center | City | Voc Tech | 24 | 5 | 538 | Equipment Storage | [8 empty] | 23 | 23-HVAC |  |  |  |  | Variable Air Volume Terminal | [6 empty] | Yes | VAV-3 | M2.5 | TBD |  |  | TBD |  | TBD |  | TBD
11220 | Career Technology Center | City | Voc Tech | 24 | 5 | 538 | Equipment Storage | [8 empty] | 23 | 23-HVAC |  |  |  |  | Variable Air Volume Terminal | [6 empty] | Yes | VAV-3 | M2.5 | TBD |  |  | TBD |  | TBD |  | TBD
11220 | Career Technology Center | City | Voc Tech | 24 | 5 | 541 | Digital/ Analog Multi Critique Studio | [8 empty] | 23 | 23-HVAC |  |  |  |  | Variable Air Volume Terminal | [6 empty] | Yes | VAV-7 | M2.5 | TBD |  |  | TBD |  | TBD |  | TBD
11220 | Career Technology Center | City | Voc Tech | 24 | 5 | 536 | Equipment Storage | [8 empty] | 23 | 23-HVAC |  |  |  |  | Variable Air Volume Terminal | [6 empty] | Yes | VAV-4 | M2.5 | TBD |  |  | TBD |  | TBD |  | TBD
11220 | Career Technology Center | City | Voc Tech | 24 | 5 | 544 | Hallway | [8 empty] | 23 | 23-HVAC |  |  |  |  | Variable Air Volume Terminal | [6 empty] | Yes | VAV-3 | M2.5 | TBD |  |  | TBD |  | TBD |  | TBD
11220 | Career Technology Center | City | Voc Tech | 24 | 5 | 544 | Hallway | [8 empty] | 23 | 23-HVAC |  |  |  |  | Variable Air Volume Terminal | [6 empty] | Yes | VAV-2 | M2.5 | TBD |  |  | TBD |  | TBD |  | TBD
11220 | Career Technology Center | City | Voc Tech | 24 | 5 | 544 | Hallway | [8 empty] | 23 | 23-HVAC |  |  |  |  | Variable Air Volume Terminal | [6 empty] | Yes | VAV-1 | M2.5 | TBD |  |  | TBD |  | TBD |  | TBD
11220 | Career Technology Center | City | Voc Tech | 24 | 5 | 544 | Hallway | [8 empty] | 23 | 23-HVAC |  |  |  |  | Variable Air Volume Terminal | [6 empty] | Yes | VAV-3 | M2.5 | TBD |  |  | TBD |  | TBD |  | TBD
11220 | Career Technology Center | City | Voc Tech | 24 | 5 | 544 | Hallway | [8 empty] | 23 | 23-HVAC |  |  |  |  | Variable Air Volume Terminal | [6 empty] | Yes | VAV-3 | M2.5 | TBD |  |  | TBD |  | TBD |  | TBD
11220 | Career Technology Center | City | Voc Tech | 24 | R | R | Roof | [5 empty] | Greencheck | GB-121-3 (Dwg) OR PN 471558 (O&M) |  | 23 | 23-HVAC |  |  |  |  | Exhaust Fan | [6 empty] | Yes | EF-9 | M2.6 | Yes | City-05 | Tab 16 | No |  | TBD |  | TBD
11220 | Career Technology Center | City | Voc Tech | 24 | R | R | Roof | [5 empty] | Greencheck | SWB-215-10 |  | 23 | 23-HVAC |  |  |  |  | Exhaust Fan | [6 empty] | Yes | EF-5 | M2.6 | Yes | City-05 | Tab 16 | TBD |  | TBD |  | TBD
11220 | Career Technology Center | City | Voc Tech | 24 | R | R | Roof | [5 empty] | Greencheck | SWB-230-50 |  | 23 | 23-HVAC |  |  |  |  | Exhaust Fan | [6 empty] | Yes | EF-3 | M2.6 | Yes | City-05 | Tab 16 | TBD |  | TBD |  | TBD
11220 | Career Technology Center | City | Voc Tech | 24 | R | R | Roof | [8 empty] | 23 | 23-HVAC |  |  |  |  | Fan Coil | [6 empty] | Yes | FC-2 | M2.6 | TBD |  |  | TBD |  | TBD |  | TBD
11220 | Career Technology Center | City | Voc Tech | 24 | R | R | Roof | [5 empty] | Carrier | 40QNC036 |  | 23 | 23-HVAC |  |  |  |  | Fan Coil | [6 empty] | Yes | FC-3 | M2.6 | Yes | City-05 | Tab 16 | No |  | TBD |  | TBD
11220 | Career Technology Center | City | Voc Tech | 24 | R | R | Roof | [5 empty] | McQuay | RPS090C |  | 23 | 23-HVAC |  |  |  |  | Air Conditioning Unit | [6 empty] | Yes | AC-1 | M2.6 | Yes | City-05 | Tab 16 | No |  | TBD |  | TBD | 18 months
11220 | Career Technology Center | City | Voc Tech | 24 | R | R | Roof | [5 empty] | McQuay | RPS090C |  | 23 | 23-HVAC |  |  |  |  | Air Conditioning Unit | [6 empty] | Yes | AC-2 | M2.6 | Yes | City-05 | Tab 16 | No |  | TBD |  | TBD | 18 months
11220 | Career Technology Center | City | Voc Tech | 24 | R | R | Roof | [5 empty] | McQuay | RPS090C |  | 23 | 23-HVAC |  |  |  |  | Air Conditioning Unit | [6 empty] | Yes | AC-3 | M2.6 | Yes | City-05 | Tab 16 | No |  | TBD |  | TBD | 18 months
11220 | Career Technology Center | City | Voc Tech | 24 | R | R | Roof | [5 empty] | McQuay | RPS090C |  | 23 | 23-HVAC |  |  |  |  | Air Conditioning Unit | [6 empty] | Yes | AC-4 | M2.6 | Yes | City-05 | Tab 16 | No |  | TBD |  | TBD | 18 months
11220 | Career Technology Center | City | Voc Tech | 24 | R | R | Roof | [8 empty] | 23 | 23-HVAC |  |  |  |  | Condensing Unit | [6 empty] | Yes | CU-1 | M2.6 | TBD |  |  | TBD |  | TBD |  | TBD
11220 | Career Technology Center | City | Voc Tech | 24 | R | R | Roof | [8 empty] | 23 | 23-HVAC |  |  |  |  | Condensing Unit | [6 empty] | Yes | CU-2 | M2.6 | TBD |  |  | TBD |  | TBD |  | TBD
11220 | Career Technology Center | City | Voc Tech | 24 | R | R | Roof | [5 empty] | Carrier | 38HDF036 (Dwg) OR 38QRF018-36 (O&M) |  | 23 | 23-HVAC |  |  |  |  | Condensing Unit | [6 empty] | Yes | CU-3 | M2.6 | Yes | City-05 | Tab 16 | No |  | TBD |  | TBD
11220 | Career Technology Center | City | Voc Tech | 24 | R | R | Roof | [5 empty] | Ajax WRFP (Dwgs) OR Raypack (O&M) | 1250-W (Dwgs) OR HiDelta (O&M) |  | 23 | 23-HVAC |  |  |  |  | Hot Water Boiler | [6 empty] | Yes | B-1 | M2.6 | Yes | City-05 | Tab 16 | No |  | TBD |  | TBD
11220 | Career Technology Center | City | Voc Tech | 24 | R | R | Roof | [5 empty] | Ajax WRFP (Dwgs) OR Raypack (O&M) | 1250-W (Dwgs) OR HiDelta (O&M) |  | 23 | 23-HVAC |  |  |  |  | Hot Water Boiler | [6 empty] | Yes | B-2 | M2.6 | Yes | City-05 | Tab 16 | No |  | TBD |  | TBD
11220 | Career Technology Center | City | Voc Tech | 24 | R | R | Roof | [8 empty] | 23 | 23-HVAC |  |  |  |  | Pump-Heating Hot Water | [6 empty] | Yes | P-1 | M2.6 | TBD |  |  | TBD |  | TBD |  | TBD
11220 | Career Technology Center | City | Voc Tech | 24 | R | R | Roof | [8 empty] | 23 | 23-HVAC |  |  |  |  | Pump-Heating Hot Water | [6 empty] | Yes | P-2 | M2.6 | TBD |  |  | TBD |  | TBD |  | TBD
11220 | Career Technology Center | City | Voc Tech | 24 | R | R | Roof | [8 empty] | 23 | 23-HVAC |  |  |  |  | Air Separator | [6 empty] | Yes | AS-1 | M2.6 | TBD |  |  | TBD |  | TBD |  | TBD
11220 | Career Technology Center | City | Voc Tech | 24 | R | R | Roof | [8 empty] | 23 | 23-HVAC |  |  |  |  | Expansion Tank | [6 empty] | Yes | ET-1 | M2.6 | TBD |  |  | TBD |  | TBD |  | TBD
11220 | Career Technology Center | City | Voc Tech | 24 | LL | LL | Lower Level | [5 empty] | Greencheck | VABS-42F17-I-15 (Dwg) ? (O&M) |  | 23 | 23-HVAC |  |  |  |  | Exhaust Fan | [6 empty] | Yes | EF-1 | M2.0P | TBD |  |  | TBD |  | TBD |  | TBD
11220 | Career Technology Center | City | Voc Tech | 24 | [11 empty] | 26 | 26-Electrical |  |  |  |  | Category: UPS - Uninteruptable Power Supply | [6 empty] | No |  |  | TBD |  |  | TBD | TBD | TBD | TBD | TBD | [11 empty] | No | Yes | Yes | Yes | Yes
11220 | Career Technology Center | City | Voc Tech | 24 | [11 empty] | 26 | 26-Electrical |  |  |  |  | Category: Washing Machine / Dryer | [6 empty] | No |  |  | TBD |  |  | TBD | TBD | TBD | TBD | TBD | [11 empty] | No | Yes | Yes | Yes | Yes
11220 | Career Technology Center | City | Voc Tech | 24 | [11 empty] | 26 | 26-Electrical |  |  |  |  | Category: Electric Meter | [6 empty] | No |  |  | TBD |  |  | TBD | TBD | TBD | TBD | TBD | [11 empty] | No | Yes | Yes | No | No
11220 | Career Technology Center | City | Voc Tech | 24 | [11 empty] | 26 | 26-Electrical |  |  |  |  | Category: Elevator Smoke Door | [6 empty] | No |  |  | TBD |  |  | TBD | TBD | TBD | TBD | TBD | [11 empty] | No | Yes | Yes | No | No
11220 | Career Technology Center | City | Voc Tech | 24 | [11 empty] | 26 | 26-Electrical |  |  |  |  | Category: Lighting Control Panel; Network Lighting Controls | [6 empty] | TBD |  |  | TBD |  |  | TBD | TBD | TBD | TBD | TBD | [11 empty] | No | Yes | Yes | No | No
11220 | Career Technology Center | City | Voc Tech | 24 | [11 empty] | 26 | 26-Electrical |  |  |  |  | Category: Bloom boxes - power | [6 empty] | No |  |  | TBD |  |  | TBD | TBD | TBD | TBD | TBD | [11 empty] | No | Yes | No | Yes | No
11220 | Career Technology Center | City | Voc Tech | 24 | [11 empty] | 26 | 26-Electrical |  |  |  |  | Category: SDGE Box | [6 empty] | No |  |  | TBD |  |  | TBD | TBD | TBD | TBD | TBD | [11 empty] | No | Yes | No | No | No
11220 | Career Technology Center | City | Voc Tech | 24 | [11 empty] | 26 | 26-Electrical |  |  |  |  | Category: Street Light / Pathway Light | [6 empty] | No |  |  | TBD |  |  | TBD | TBD | TBD | TBD | TBD | [11 empty] | No | Yes | No | No | No
11220 | Career Technology Center | City | Voc Tech | 24 | [11 empty] | 26 | 26-Electrical |  |  |  |  | Category: Dedicated Power for BTU Meter (Gas Meter) | [6 empty] | No |  |  | TBD |  |  | TBD | TBD | TBD | TBD | TBD | [11 empty] | No | Yes | No | No | No
11220 | Career Technology Center | City | Voc Tech | 24 | [11 empty] | 26 | 26-Electrical |  |  |  |  | Category: Egress / Emergency Lighting | [6 empty] | No |  |  | TBD |  |  | TBD | TBD | TBD | TBD | TBD | [11 empty] | No | Yes | No | Yes | Yes
11220 | Career Technology Center | City | Voc Tech | 24 | [11 empty] | 26 | 26-Electrical |  |  |  |  | Category: Elec hand wash / sink | [6 empty] | No |  |  | TBD |  |  | TBD | TBD | TBD | TBD | TBD | [11 empty] | No | Yes | No | No | No
11220 | Career Technology Center | City | Voc Tech | 24 | [11 empty] | 26 | 26-Electrical |  |  |  |  | Category: Electrical Cabinets and Enclosures | [6 empty] | TBD |  |  | TBD |  |  | TBD | TBD | TBD | TBD | TBD | [11 empty] | No | Yes | No | No | No
11220 | Career Technology Center | City | Voc Tech | 24 | [11 empty] | 26 | 26-Electrical |  |  |  |  | Category: Lighting Fixtures; Luminaire Schedule | [6 empty] | No |  |  | TBD |  |  | TBD | TBD | TBD | TBD | TBD | [11 empty] | No | Yes | No | No | No
11220 | Career Technology Center | City | Voc Tech | 24 | [11 empty] | 26 | 26-Electrical |  |  |  |  | Category: Lighting Inverter | [6 empty] | No |  |  | TBD |  |  | TBD | TBD | TBD | TBD | TBD | [11 empty] | No | Yes | No | No | No
11220 | Career Technology Center | City | Voc Tech | 24 | [11 empty] | 26 | 26-Electrical |  |  |  |  | Category: Panel Boards | [6 empty] | OK |  |  | TBD |  |  | TBD | TBD | TBD | TBD | TBD | [11 empty] | No | Yes | No | No | No
11220 | Career Technology Center | City | Voc Tech | 24 | [11 empty] | 26 | 26-Electrical |  |  |  |  | Category: Switchboards; Wall-Mounted Panelboards | [6 empty] | OK |  |  | TBD |  |  | TBD | TBD | TBD | TBD | TBD | [11 empty] | No | Yes | No | No | No
11220 | Career Technology Center | City | Voc Tech | 24 | [11 empty] | 26 | 26-Electrical |  |  |  |  | Category: Transformer | [6 empty] | OK |  |  | TBD |  |  | TBD | TBD | TBD | TBD | TBD | [11 empty] | No | Yes | No | No | No
11220 | Career Technology Center | City | Voc Tech | 24 | [8 empty] | TEST | TEST |  | 26 | 26-Electrical |  |  |  |  | Category: TVSS - Transient Voltage Surge Suppressor | [6 empty] | No |  |  | TBD |  |  | TBD | TBD | TBD | TBD | TBD | [11 empty] | No | Yes | No | No | No
11220 | Career Technology Center | City | Voc Tech | 24 | [11 empty] | 26 | 26-Electrical |  |  |  |  | Category: Solar Panels | [6 empty] | TBD |  |  | TBD |  |  | TBD | TBD | TBD | TBD | TBD | [11 empty] | No | Yes | ? | No | No
11220 | Career Technology Center | City | Voc Tech | 24 | [11 empty] | 26 | 26-Electrical |  |  |  |  | Category: Junction Boxes | [6 empty] | No |  |  | TBD |  |  | TBD | TBD | TBD | TBD | TBD | [11 empty] | No | No | No | No | No
11220 | Career Technology Center | City | Voc Tech | 24 | [11 empty] | 26 | 26-Electrical |  |  |  |  | Category: Substation?? | [6 empty] | No |  |  | TBD |  |  | TBD | TBD | TBD | TBD | TBD | [11 empty] | No | No | No | No | No
11220 | Career Technology Center | City | Voc Tech | 24 | [11 empty] | 26 | 26-Electrical |  |  |  |  | Category: Elec outlets / power outlets | [6 empty] | No |  |  | TBD |  |  | TBD | TBD | TBD | TBD | TBD | [11 empty] | No | ? | No | No | No
11220 | Career Technology Center | City | Voc Tech | 24 | [11 empty] | 26 | 26-Electrical |  |  |  |  | Category: Wall Switch | [6 empty] | OK |  |  | TBD |  |  | TBD | TBD | TBD | TBD | TBD | [11 empty] | No | ? | No | No | No
11220 | Career Technology Center | City | Voc Tech | 24 | [11 empty] | 26 | 26-Electrical |  |  |  |  | Category: Cert of Compliance - Indoor Lighting (see 04-110817 E Sheets) | [6 empty] | No |  |  | TBD |  |  | TBD | TBD | TBD | TBD | TBD | [11 empty] | No | ? | No | No | No
11220 | Career Technology Center | City | Voc Tech | 24 | [11 empty] | 26 | 26-Electrical |  |  |  |  | Category: Cert of Compliance - Outdoor Lighting (see 04-110817 E Sheets) | [6 empty] | No |  |  | TBD |  |  | TBD | TBD | TBD | TBD | TBD | [11 empty] | No | ? | No | No | No
11220 | Career Technology Center | City | Voc Tech | 24 | Site | Site | (south) | [8 empty] | 26 | 26-Electrical |  |  |  |  | Main Switchboard | [6 empty] | Yes | MSB | E1.1; E6.1 | TBD |  |  | TBD |  | TBD |  | TBD
11220 | Career Technology Center | City | Voc Tech | 24 | Site | Site | (east) | [8 empty] | 26 | 26-Electrical |  |  |  |  | Fuse Cabinet | [6 empty] | Yes |  | E1.1; E6.1 | TBD |  |  | TBD |  | TBD |  | TBD
11220 | Career Technology Center | City | Voc Tech | 24 | Site | Site | (northwest) | [8 empty] | 26 | 26-Electrical |  |  |  |  | Transformer | [6 empty] | Yes |  | E1.1; E6.1 | TBD |  |  | TBD |  | TBD |  | TBD
11220 | Career Technology Center | City | Voc Tech | 24 | Site | Site | (south) | [8 empty] | 26 | 26-Electrical |  |  |  |  | PV System Disconnect (Solar) | [6 empty] | Yes | 14 | E1.1; E6.1 | TBD |  |  | TBD |  | TBD |  | TBD
11220 | Career Technology Center | City | Voc Tech | 24 | Site | Site | (south) | [8 empty] | 26 | 26-Electrical |  |  |  |  | PV System Disconnect (Solar) | [6 empty] | Yes | 14 | E1.1 | TBD |  |  | TBD |  | TBD |  | TBD
11220 | Career Technology Center | City | Voc Tech | 24 | Site | Site | (south) | [8 empty] | 26 | 26-Electrical |  |  |  |  | PV System Net Output Meter (Solar) | [6 empty] | Yes | 15 | E1.1; E6.1 | TBD |  |  | TBD |  | TBD |  | TBD
11220 | Career Technology Center | City | Voc Tech | 24 | [11 empty] | 26 | 26-Electrical |  |  |  |  | Category: PV System Inverter (Solar) | [6 empty] | Yes |  | E6.1 | TBD |  |  | TBD |  | TBD |  | TBD
11220 | Career Technology Center | City | Voc Tech | 24 | Site | Site | (south) | [8 empty] | 26 | 26-Electrical |  |  |  |  | Transformer | [6 empty] | Yes |  | E1.1; E6.1 | TBD |  |  | TBD |  | TBD |  | TBD
11220 | Career Technology Center | City | Voc Tech | 24 | 1 | V-107 | Electrical Room | [8 empty] | 26 | 26-Electrical |  |  |  |  | Panel | [6 empty] | Yes | PIAA | E2.1; E6.2 | TBD |  |  | TBD |  | TBD |  | TBD
11220 | Career Technology Center | City | Voc Tech | 24 | 1 | V-107 | Electrical Room | [8 empty] | 26 | 26-Electrical |  |  |  |  | Panel | [6 empty] | Yes | PIAB | E2.1; E6.2 | TBD |  |  | TBD |  | TBD |  | TBD
11220 | Career Technology Center | City | Voc Tech | 24 | 1 | V-107 | Electrical Room | [8 empty] | 26 | 26-Electrical |  |  |  |  | Panel | [6 empty] | Yes | PIBB | E2.1; E6.2 | TBD |  |  | TBD |  | TBD |  | TBD
11220 | Career Technology Center | City | Voc Tech | 24 | 1 | V-107 | Electrical Room | [8 empty] | 26 | 26-Electrical |  |  |  |  | Panel | [6 empty] | Yes | PIBA | E2.1; E6.2 | TBD |  |  | TBD |  | TBD |  | TBD
11220 | Career Technology Center | City | Voc Tech | 24 | 1 | V-107 | Electrical Room | [8 empty] | 26 | 26-Electrical |  |  |  |  | Panel | [6 empty] | Yes | DLP1 | E2.1; E6.2 | TBD |  |  | TBD |  | TBD |  | TBD
11220 | Career Technology Center | City | Voc Tech | 24 | 1 | V-107A | MDF | [8 empty] | 26 | 26-Electrical |  |  |  |  | Power Distribution Unit | [6 empty] | Yes | PDU A | E2.1; E6.2 | TBD |  |  | TBD |  | TBD |  | TBD
11220 | Career Technology Center | City | Voc Tech | 24 | 1 | V-107A | MDF | [8 empty] | 26 | 26-Electrical |  |  |  |  | Panel | [6 empty] | Yes | PIE | E2.1; E6.2 | TBD |  |  | TBD |  | TBD |  | TBD
11220 | Career Technology Center | City | Voc Tech | 24 | 1 | V-107A | MDF | [8 empty] | 26 | 26-Electrical |  |  |  |  | UPS | [6 empty] | Yes | UPS | E2.1; E6.2 | TBD |  |  | TBD |  | TBD |  | TBD
11220 | Career Technology Center | City | Voc Tech | 24 | 1 | V-107 | Electrical Room | [8 empty] | 26 | 26-Electrical |  |  |  |  | GMS Transmitter Panel | [6 empty] | Yes |  | E2.1 | TBD |  |  | TBD |  | TBD |  | TBD
11220 | Career Technology Center | City | Voc Tech | 24 | 1 | V-107 | Electrical Room | [8 empty] | 26 | 26-Electrical |  |  |  |  | EMS Panel | [6 empty] | Yes |  | E2.1 | TBD |  |  | TBD |  | TBD |  | TBD
11220 | Career Technology Center | City | Voc Tech | 24 | 1 | V-107 | Electrical Room | [8 empty] | 26 | 26-Electrical |  |  |  |  | Security Panel | [6 empty] | Yes |  | E2.1 | TBD |  |  | TBD |  | TBD |  | TBD
11220 | Career Technology Center | City | Voc Tech | 24 | 1 | V-107 | Electrical Room | [8 empty] | 26 | 26-Electrical |  |  |  |  | Panel | [6 empty] | Yes | HL1 | E2.1; E6.2 | TBD |  |  | TBD |  | TBD |  | TBD
11220 | Career Technology Center | City | Voc Tech | 24 | 1 | V-107 | Electrical Room | [8 empty] | 26 | 26-Electrical |  |  |  |  | Panel | [6 empty] | Yes | HP1 | E2.1; E6.2 | TBD |  |  | TBD |  | TBD |  | TBD
11220 | Career Technology Center | City | Voc Tech | 24 | 1 | V-107A | MDF | [8 empty] | 26 | 26-Electrical |  |  |  |  | Fire Alarm Panel | [6 empty] | Yes | FACP | E2.1 | TBD |  |  | TBD |  | TBD |  | TBD
11220 | Career Technology Center | City | Voc Tech | 24 | 1 | V-110A | Skincare Treatment | [8 empty] | 26 | 26-Electrical |  |  |  |  | Panel | [6 empty] | Yes | PID | E2.1; E6.2 | TBD |  |  | TBD |  | TBD |  | TBD
11220 | Career Technology Center | City | Voc Tech | 24 | 1 | V-112A | Skincare Treatment | [8 empty] | 26 | 26-Electrical |  |  |  |  | Panel | [6 empty] | Yes | PIC | E2.1; E6.2 | TBD |  |  | TBD |  | TBD |  | TBD
11220 | Career Technology Center | City | Voc Tech | 24 | 1 | V-107A | MDF | [8 empty] | 26 | 26-Electrical |  |  |  |  | Security Communicator | [6 empty] | Yes |  | E2.1 | TBD |  |  | TBD |  | TBD |  | TBD
11220 | Career Technology Center | City | Voc Tech | 24 | 2 | V-205 | Electrical Room | [8 empty] | 26 | 26-Electrical |  |  |  |  | Panel | [6 empty] | Yes | P2AA | E2.2; E6.2 | TBD |  |  | TBD |  | TBD |  | TBD
11220 | Career Technology Center | City | Voc Tech | 24 | 2 | V-205 | Electrical Room | [8 empty] | 26 | 26-Electrical |  |  |  |  | Panel | [6 empty] | Yes | P2AB | E2.2; E6.2 | TBD |  |  | TBD |  | TBD |  | TBD
11220 | Career Technology Center | City | Voc Tech | 24 | 2 | V-205 | Electrical Room | [8 empty] | 26 | 26-Electrical |  |  |  |  | Panel | [6 empty] | Yes | P2BB | E2.2; E6.2 | TBD |  |  | TBD |  | TBD |  | TBD
11220 | Career Technology Center | City | Voc Tech | 24 | 2 | V-205 | Electrical Room | [8 empty] | 26 | 26-Electrical |  |  |  |  | Panel | [6 empty] | Yes | P2BA | E2.2; E6.2 | TBD |  |  | TBD |  | TBD |  | TBD
11220 | Career Technology Center | City | Voc Tech | 24 | 2 | V-205 | Electrical Room | [8 empty] | 26 | 26-Electrical |  |  |  |  | Panel | [6 empty] | Yes | DLP2 | E2.2; E6.2 | TBD |  |  | TBD |  | TBD |  | TBD
11220 | Career Technology Center | City | Voc Tech | 24 | 2 | V-205 | Electrical Room | [8 empty] | 26 | 26-Electrical |  |  |  |  | GMS Transmitter Panel | [6 empty] | Yes |  | E2.2 | TBD |  |  | TBD |  | TBD |  | TBD
11220 | Career Technology Center | City | Voc Tech | 24 | 2 | V-205 | Electrical Room | [8 empty] | 26 | 26-Electrical |  |  |  |  | EMS Panel | [6 empty] | Yes |  | E2.2 | TBD |  |  | TBD |  | TBD |  | TBD
11220 | Career Technology Center | City | Voc Tech | 24 | 2 | V-205 | Electrical Room | [8 empty] | 26 | 26-Electrical |  |  |  |  | Security Panel | [6 empty] | Yes |  | E2.2 | TBD |  |  | TBD |  | TBD |  | TBD
11220 | Career Technology Center | City | Voc Tech | 24 | 2 | V-210 | Junior Lab | [8 empty] | 26 | 26-Electrical |  |  |  |  | Panel | [6 empty] | Yes | P2D | E2.2 | TBD |  |  | TBD |  | TBD |  | TBD
11220 | Career Technology Center | City | Voc Tech | 24 | 2 | V-210 | Junior Lab | [8 empty] | 26 | 26-Electrical |  |  |  |  | Panel | [6 empty] | Yes | P2C | E2.2 | TBD |  |  | TBD |  | TBD |  | TBD
11220 | Career Technology Center | City | Voc Tech | 24 | 2 | V-205 | Electrical Room | [8 empty] | 26 | 26-Electrical |  |  |  |  | Panel | [6 empty] | Yes | HP2 | E2.2; E6.2 | TBD |  |  | TBD |  | TBD |  | TBD
11220 | Career Technology Center | City | Voc Tech | 24 | 2 | V-213A | Lab Equipment | [8 empty] | 26 | 26-Electrical |  |  |  |  | Panel | [6 empty] | Yes | P2E | E2.2; E6.2 | TBD |  |  | TBD |  | TBD |  | TBD
11220 | Career Technology Center | City | Voc Tech | 24 | 2 | V-213A | Lab Equipment | [8 empty] | 26 | 26-Electrical |  |  |  |  | Panel | [6 empty] | Yes | P2F | E2.2; E6.2 | TBD |  |  | TBD |  | TBD |  | TBD
11220 | Career Technology Center | City | Voc Tech | 24 | 2 | V-205A | IDF | [8 empty] | 26 | 26-Electrical |  |  |  |  | Fire Alarm Panel | [6 empty] | Yes | SNAC-2 | E2.2 | TBD |  |  | TBD |  | TBD |  | TBD
11220 | Career Technology Center | City | Voc Tech | 24 | 2 | V-205A | IDF | [8 empty] | 26 | 26-Electrical |  |  |  |  | Security Communicator | [6 empty] | Yes |  | E2.2 | TBD |  |  | TBD |  | TBD |  | TBD
11220 | Career Technology Center | City | Voc Tech | 24 | [11 empty] | 27 | 27-Communications |  |  |  |  | Category: Assisted Listening System Receivers | [6 empty] | No |  |  | TBD |  |  | TBD | TBD | TBD | TBD | TBD | [11 empty] | No | Yes | Yes | Yes | Yes
11220 | Career Technology Center | City | Voc Tech | 24 | [11 empty] | 27 | 27-Communications |  |  |  |  | Category: Projector (LCD - Ceiling Mounted) | [6 empty] | No |  |  | TBD |  |  | TBD | TBD | TBD | TBD | TBD | [11 empty] | No | Yes | Yes | Yes | Yes
11220 | Career Technology Center | City | Voc Tech | 24 | [11 empty] | 27 | 27-Communications |  |  |  |  | Category: Teaching Podium Control Stations | [6 empty] | No |  |  | TBD |  |  | TBD | TBD | TBD | TBD | TBD | [11 empty] | No | Yes | Yes | Yes | Yes
11220 | Career Technology Center | City | Voc Tech | 24 | [11 empty] | 27 | 27-Communications |  |  |  |  | Category: Television / Monitor | [6 empty] | No |  |  | TBD |  |  | TBD | TBD | TBD | TBD | TBD | [11 empty] | No | Yes | Yes | Yes | Yes
11220 | Career Technology Center | City | Voc Tech | 24 | [11 empty] | 27 | 27-Communications |  |  |  |  | Category: Clocks | [6 empty] | No |  |  | TBD |  |  | TBD | TBD | TBD | TBD | TBD | [11 empty] | No | Yes | No | No | No
11220 | Career Technology Center | City | Voc Tech | 24 | [11 empty] | 27 | 27-Communications |  |  |  |  | Category: Public Announcement System | [6 empty] | No |  |  | TBD |  |  | TBD | TBD | TBD | TBD | TBD | [11 empty] | No | Yes | No | No | No
11220 | Career Technology Center | City | Voc Tech | 24 | [11 empty] | 27 | 27-Communications |  |  |  |  | Category: BlueRay/DVD/Video Streamer | [6 empty] | No |  |  | TBD |  |  | TBD | TBD | TBD | TBD | TBD | [11 empty] | No | Yes | ? | Yes | ?
11220 | Career Technology Center | City | Voc Tech | 24 | [11 empty] | 27 | 27-Communications |  |  |  |  | Category: LCD Screens / Digital Signage | [6 empty] | No |  |  | TBD |  |  | TBD | TBD | TBD | TBD | TBD | [11 empty] | No | Yes | ? | No | No
11220 | Career Technology Center | City | Voc Tech | 24 | [11 empty] | 27 | 27-Communications |  |  |  |  | Category: Data Outlet | [6 empty] | No |  |  | TBD |  |  | TBD | TBD | TBD | TBD | TBD | [11 empty] | No | No | ? | No | No
11220 | Career Technology Center | City | Voc Tech | 24 | [11 empty] | 28 | 28-Elec-Safety-Security | Fire |  |  |  | Category: Heat Detector | [6 empty] | No |  |  | TBD |  |  | TBD | TBD | TBD | TBD | TBD | [11 empty] | No | Yes | ? | No | No
11220 | Career Technology Center | City | Voc Tech | 24 | [11 empty] | 28 | 28-Elec-Safety-Security | Fire |  |  |  | Category: Horn/Strobe | [6 empty] | No |  |  | TBD |  |  | TBD | TBD | TBD | TBD | TBD | [11 empty] | No | Yes | ? | No | No
11220 | Career Technology Center | City | Voc Tech | 24 | [11 empty] | 28 | 28-Elec-Safety-Security | Fire |  |  |  | Category: Manual Pull Stations | [6 empty] | No |  |  | TBD |  |  | TBD | TBD | TBD | TBD | TBD | [11 empty] | No | Yes | ? | No | No
11220 | Career Technology Center | City | Voc Tech | 24 | [11 empty] | 28 | 28-Elec-Safety-Security | Fire |  |  |  | Category: Mini Horn | [6 empty] | No |  |  | TBD |  |  | TBD | TBD | TBD | TBD | TBD | [11 empty] | No | Yes | ? | No | No
11220 | Career Technology Center | City | Voc Tech | 24 | [11 empty] | 28 | 28-Elec-Safety-Security | Security |  |  |  | Category: Motion Detector | [6 empty] | No |  |  | TBD |  |  | TBD | TBD | TBD | TBD | TBD | [11 empty] | No | Yes | ? | No | No
11220 | Career Technology Center | City | Voc Tech | 24 | [11 empty] | 28 | 28-Elec-Safety-Security | Security |  |  |  | Category: Panic Switch | [6 empty] | No |  |  | TBD |  |  | TBD | TBD | TBD | TBD | TBD | [11 empty] | No | Yes | ? | No | No
11220 | Career Technology Center | City | Voc Tech | 24 | [11 empty] | 28 | 28-Elec-Safety-Security |  |  |  |  | Category: Battery Backup -- see UPS | [6 empty] | No |  |  | TBD |  |  | TBD | TBD | TBD | TBD | TBD | [11 empty] | No | Yes | Yes | Yes | Yes
11220 | Career Technology Center | City | Voc Tech | 24 | [11 empty] | 28 | 28-Elec-Safety-Security |  |  |  |  | Category: Card Reader / Security / Keypad | [6 empty] | No |  |  | TBD |  |  | TBD | TBD | TBD | TBD | TBD | [11 empty] | No | Yes | Yes | No | No
11220 | Career Technology Center | City | Voc Tech | 24 | [11 empty] | 28 | 28-Elec-Safety-Security |  |  |  |  | Category: Door Contact | [6 empty] | No |  |  | TBD |  |  | TBD | TBD | TBD | TBD | TBD | [11 empty] | No | Yes | Yes | No | No
11220 | Career Technology Center | City | Voc Tech | 24 | [11 empty] | 28 | 28-Elec-Safety-Security |  |  |  |  | Category: Fire Alarm LCD Annunciator Panel; Notifier Panels | [6 empty] | No |  |  | TBD |  |  | TBD | TBD | TBD | TBD | TBD | [11 empty] | No | Yes | Yes | No | No
11220 | Career Technology Center | City | Voc Tech | 24 | [11 empty] | 28 | 28-Elec-Safety-Security |  |  |  |  | Category: Fire Sprinkler System (Existence of in Building) | [6 empty] | No |  |  | TBD |  |  | TBD | TBD | TBD | TBD | TBD | [11 empty] | No | Yes | Yes | No | No
11220 | Career Technology Center | City | Voc Tech | 24 | [11 empty] | 28 | 28-Elec-Safety-Security |  |  |  |  | Category: Security Alarm/Keypad | [6 empty] | No |  |  | TBD |  |  | TBD | TBD | TBD | TBD | TBD | [11 empty] | No | Yes | Yes | No | No
11220 | Career Technology Center | City | Voc Tech | 24 | [11 empty] | 28 | 28-Elec-Safety-Security |  |  |  |  | Category: Smoke Guard | [6 empty] | No |  |  | TBD |  |  | TBD | TBD | TBD | TBD | TBD | [11 empty] | No | Yes | No | No | No
11220 | Career Technology Center | City | Voc Tech | 24 | [11 empty] | 28 | 28-Elec-Safety-Security |  |  |  |  | Category: Access Control Panel | [6 empty] | No |  |  | TBD |  |  | TBD | TBD | TBD | TBD | TBD | [11 empty] | No | Yes | No | No | No
11220 | Career Technology Center | City | Voc Tech | 24 | [11 empty] | 28 | 28-Elec-Safety-Security |  |  |  |  | Category: Emergency Telephone Box; Emergency Wall Phone | [6 empty] | No |  |  | TBD |  |  | TBD | TBD | TBD | TBD | TBD | [11 empty] | No | Yes | No | No | No
11220 | Career Technology Center | City | Voc Tech | 24 | [11 empty] | 28 | 28-Elec-Safety-Security |  |  |  |  | Category: Fire Alarm Relays | [6 empty] | No |  |  | TBD |  |  | TBD | TBD | TBD | TBD | TBD | [11 empty] | No | Yes | No | No | No
11220 | Career Technology Center | City | Voc Tech | 24 | [11 empty] | 28 | 28-Elec-Safety-Security |  |  |  |  | Category: Fire Alarm Transponder | [6 empty] | No |  |  | TBD |  |  | TBD | TBD | TBD | TBD | TBD | [11 empty] | No | Yes | No | No | No
11220 | Career Technology Center | City | Voc Tech | 24 | [11 empty] | 28 | 28-Elec-Safety-Security |  |  |  |  | Category: Fire Smoke Dampers | [6 empty] | No |  |  | TBD |  |  | TBD | TBD | TBD | TBD | TBD | [11 empty] | No | Yes | No | No | No
11220 | Career Technology Center | City | Voc Tech | 24 | [11 empty] | 28 | 28-Elec-Safety-Security |  |  |  |  | Category: Fire Sprinkler Control Panel | [6 empty] | No |  |  | TBD |  |  | TBD | TBD | TBD | TBD | TBD | [11 empty] | No | Yes | No | No | No
11220 | Career Technology Center | City | Voc Tech | 24 | [11 empty] | 28 | 28-Elec-Safety-Security |  |  |  |  | Category: Carbon Dioxide Sensor | [6 empty] | No |  |  | TBD |  |  | TBD | TBD | TBD | TBD | TBD | [11 empty] | No | Yes | ? | No | No
11220 | Career Technology Center | City | Voc Tech | 24 | [11 empty] | 28 | 28-Elec-Safety-Security |  |  |  |  | Category: FACP - Fire Alarm Control Panel | [6 empty] | No |  |  | TBD |  |  | TBD | TBD | TBD | TBD | TBD | [11 empty] | No | Yes | ? | No | No
11220 | Career Technology Center | City | Voc Tech | 24 | [11 empty] | 28 | 28-Elec-Safety-Security |  |  |  |  | Category: FATC - Fire Alarm Terminal Cabinet | [6 empty] | No |  |  | TBD |  |  | TBD | TBD | TBD | TBD | TBD | [11 empty] | No | Yes | ? | No | No
11220 | Career Technology Center | City | Voc Tech | 24 | [11 empty] | 28 | 28-Elec-Safety-Security |  |  |  |  | Category: Fire Strobes | [6 empty] | No |  |  | TBD |  |  | TBD | TBD | TBD | TBD | TBD | [11 empty] | No | Yes | ? | No | No
11220 | Career Technology Center | City | Voc Tech | 24 | [11 empty] | 28 | 28-Elec-Safety-Security |  |  |  |  | Category: FSCP - Firefighter's Smoke Control Panel | [6 empty] | No |  |  | TBD |  |  | TBD | TBD | TBD | TBD | TBD | [11 empty] | No | Yes | ? | No | No
11220 | Career Technology Center | City | Voc Tech | 24 | [11 empty] | 28 | 28-Elec-Safety-Security |  |  |  |  | Category: Knox Box | [6 empty] | No |  |  | TBD |  |  | TBD | TBD | TBD | TBD | TBD | [11 empty] | No | Yes | ? | No | No
11220 | Career Technology Center | City | Voc Tech | 24 | [11 empty] | 28 | 28-Elec-Safety-Security |  |  |  |  | Category: Pre-Action Release Panel | [6 empty] | No |  |  | TBD |  |  | TBD | TBD | TBD | TBD | TBD | [11 empty] | No | Yes | ? | No | No
11220 | Career Technology Center | City | Voc Tech | 24 | [11 empty] | 28 | 28-Elec-Safety-Security |  |  |  |  | Category: Projector Alarm with Relay | [6 empty] | No |  |  | TBD |  |  | TBD | TBD | TBD | TBD | TBD | [11 empty] | No | Yes | ? | No | No
11220 | Career Technology Center | City | Voc Tech | 24 | [11 empty] | 28 | 28-Elec-Safety-Security |  |  |  |  | Category: SCDC - Smoke Control Damper Cabinet | [6 empty] | No |  |  | TBD |  |  | TBD | TBD | TBD | TBD | TBD | [11 empty] | No | Yes | ? | No | No
11220 | Career Technology Center | City | Voc Tech | 24 | [11 empty] | 28 | 28-Elec-Safety-Security |  |  |  |  | Category: SCTC - Smoke Control Terminal Cabinet | [6 empty] | No |  |  | TBD |  |  | TBD | TBD | TBD | TBD | TBD | [11 empty] | No | Yes | ? | No | No
11220 | Career Technology Center | City | Voc Tech | 24 | [11 empty] | 28 | 28-Elec-Safety-Security |  |  |  |  | Category: Security Cameras (CCTV?) | [6 empty] | No |  |  | TBD |  |  | TBD | TBD | TBD | TBD | TBD | [11 empty] | No | Yes | ? | No | No
11220 | Career Technology Center | City | Voc Tech | 24 | [11 empty] | 28 | 28-Elec-Safety-Security |  |  |  |  | Category: Smoke Detectors | [6 empty] | No |  |  | TBD |  |  | TBD | TBD | TBD | TBD | TBD | [11 empty] | No | Yes | ? | No | No
11220 | Career Technology Center | City | Voc Tech | 24 | [11 empty] | 31 | 31-Earthwork |  |  |  |  | Category: Retaining Walls | [6 empty] | No |  |  | TBD |  |  | TBD | TBD | TBD | TBD | TBD | [11 empty] | No | No | No | No | No
11220 | Career Technology Center | City | Voc Tech | 24 | [11 empty] | 31 | 31-Earthwork |  |  |  |  | Category: Caissons | [6 empty] | No |  |  | TBD |  |  | TBD | TBD | TBD | TBD | TBD | [11 empty] | No | No | No | No | No
11220 | Career Technology Center | City | Voc Tech | 24 | [11 empty] | 32 | 32-Ext-Improvements |  |  |  |  | Category: Site benches | [6 empty] | No |  |  | TBD |  |  | TBD | TBD | TBD | TBD | TBD | [11 empty] | No | Yes | Yes | Yes | No
11220 | Career Technology Center | City | Voc Tech | 24 | [11 empty] | 32 | 32-Ext-Improvements |  |  |  |  | Category: Exterior kiosk | [6 empty] | No |  |  | TBD |  |  | TBD | TBD | TBD | TBD | TBD | [11 empty] | No | Yes | Yes | Yes | Yes
11220 | Career Technology Center | City | Voc Tech | 24 | [11 empty] | 32 | 32-Ext-Improvements |  |  |  |  | Category: ADA Curb Ramps | [6 empty] | No |  |  | TBD |  |  | TBD | TBD | TBD | TBD | TBD | [11 empty] | No | Yes | No | No | No
11220 | Career Technology Center | City | Voc Tech | 24 | [11 empty] | 32 | 32-Ext-Improvements |  |  |  |  | Category: ADA Ramps | [6 empty] | No |  |  | TBD |  |  | TBD | TBD | TBD | TBD | TBD | [11 empty] | No | Yes | No | No | No
11220 | Career Technology Center | City | Voc Tech | 24 | [11 empty] | 32 | 32-Ext-Improvements |  |  |  |  | Category: Traffic Control - Signs/Speed Bumps | [6 empty] | No |  |  | TBD |  |  | TBD | TBD | TBD | TBD | TBD | [11 empty] | No | Yes | No | No | No
11220 | Career Technology Center | City | Voc Tech | 24 | [11 empty] | 32 | 32-Ext-Improvements |  |  |  |  | Category: Trees | [6 empty] | No |  |  | TBD |  |  | TBD | TBD | TBD | TBD | TBD | [11 empty] | No | Yes | No | No | No
11220 | Career Technology Center | City | Voc Tech | 24 | [11 empty] | 32 | 32-Ext-Improvements |  |  |  |  | Category: Motorized Gate / Controllers | [6 empty] | No |  |  | TBD |  |  | TBD | TBD | TBD | TBD | TBD | [11 empty] | No | Yes | No | No | No
11220 | Career Technology Center | City | Voc Tech | 24 | [11 empty] | 32 | 32-Ext-Improvements |  |  |  |  | Category: Parking sensors | [6 empty] | No |  |  | TBD |  |  | TBD | TBD | TBD | TBD | TBD | [11 empty] | No | Yes | No | No | No
11220 | Career Technology Center | City | Voc Tech | 24 | [11 empty] | 32 | 32-Ext-Improvements |  |  |  |  | Category: Patio furniture | [6 empty] | No |  |  | TBD |  |  | TBD | TBD | TBD | TBD | TBD | [11 empty] | No | Yes | No | Yes | No
11220 | Career Technology Center | City | Voc Tech | 24 | [11 empty] | 32 | 32-Ext-Improvements |  |  |  |  | Category: Backflow Device | [6 empty] | No |  |  | TBD |  |  | TBD | TBD | TBD | TBD | TBD | [11 empty] | No | Yes | ? | No | No
11220 | Career Technology Center | City | Voc Tech | 24 | [11 empty] | 32 | 32-Ext-Improvements |  |  |  |  | Category: Flow Sensor | [6 empty] | No |  |  | TBD |  |  | TBD | TBD | TBD | TBD | TBD | [11 empty] | No | Yes | ? | No | No
11220 | Career Technology Center | City | Voc Tech | 24 | [11 empty] | 32 | 32-Ext-Improvements |  |  |  |  | Category: Irrigation Controller | [6 empty] | No |  |  | TBD |  |  | TBD | TBD | TBD | TBD | TBD | [11 empty] | No | Yes | ? | No | No
11220 | Career Technology Center | City | Voc Tech | 24 | [11 empty] | 32 | 32-Ext-Improvements |  |  |  |  | Category: Irrigation Heads/Bubblers | [6 empty] | No |  |  | TBD |  |  | TBD | TBD | TBD | TBD | TBD | [11 empty] | No | Yes | ? | No | No
11220 | Career Technology Center | City | Voc Tech | 24 | [11 empty] | 32 | 32-Ext-Improvements |  |  |  |  | Category: Irrigation Meter | [6 empty] | No |  |  | TBD |  |  | TBD | TBD | TBD | TBD | TBD | [11 empty] | No | Yes | ? | No | No
11220 | Career Technology Center | City | Voc Tech | 24 | [11 empty] | 32 | 32-Ext-Improvements |  |  |  |  | Category: Irrigation Valves - in General | [6 empty] | No |  |  | TBD |  |  | TBD | TBD | TBD | TBD | TBD | [11 empty] | No | Yes | ? | No | No
11220 | Career Technology Center | City | Voc Tech | 24 | [11 empty] | 32 | 32-Ext-Improvements |  |  |  |  | Category: Exterior Temperature Sensor | [6 empty] | No |  |  | TBD |  |  | TBD | TBD | TBD | TBD | TBD | [11 empty] | No | Yes | ? | No | No
11220 | Career Technology Center | City | Voc Tech | 24 | [11 empty] | 32 | 32-Ext-Improvements |  |  |  |  | Category: Curb and Gutter | [6 empty] | No |  |  | TBD |  |  | TBD | TBD | TBD | TBD | TBD | [11 empty] | No | No | No | No | No
11220 | Career Technology Center | City | Voc Tech | 24 | [11 empty] | 32 | 32-Ext-Improvements |  |  |  |  | Category: Curb Ramps | [6 empty] | No |  |  | TBD |  |  | TBD | TBD | TBD | TBD | TBD | [11 empty] | No | No | No | No | No
11220 | Career Technology Center | City | Voc Tech | 24 | [11 empty] | 32 | 32-Ext-Improvements |  |  |  |  | Category: Driveway/Hardscape/Pavers | [6 empty] | No |  |  | TBD |  |  | TBD | TBD | TBD | TBD | TBD | [11 empty] | No | No | No | No | No
11220 | Career Technology Center | City | Voc Tech | 24 | [11 empty] | 32 | 32-Ext-Improvements |  |  |  |  | Category: Downspouts | [6 empty] | No |  |  | TBD |  |  | TBD | TBD | TBD | TBD | TBD | [11 empty] | No | No | No | No | No
11220 | Career Technology Center | City | Voc Tech | 24 | [11 empty] | 32 | 32-Ext-Improvements |  |  |  |  | Category: Fence | [6 empty] | No |  |  | TBD |  |  | TBD | TBD | TBD | TBD | TBD | [11 empty] | No | No | No | No | No
11220 | Career Technology Center | City | Voc Tech | 24 | [11 empty] | 32 | 32-Ext-Improvements |  |  |  |  | Category: Irrigation Valves (Air Relief Valve) | [6 empty] | No |  |  | TBD |  |  | TBD | TBD | TBD | TBD | TBD | [11 empty] | No | No | No | No | No
11220 | Career Technology Center | City | Voc Tech | 24 | [11 empty] | 32 | 32-Ext-Improvements |  |  |  |  | Category: Irrigation Valves (Ball Valve) | [6 empty] | No |  |  | TBD |  |  | TBD | TBD | TBD | TBD | TBD | [11 empty] | No | No | No | No | No
11220 | Career Technology Center | City | Voc Tech | 24 | [11 empty] | 32 | 32-Ext-Improvements |  |  |  |  | Category: Irrigation Valves (Master Control) | [6 empty] | No |  |  | TBD |  |  | TBD | TBD | TBD | TBD | TBD | [11 empty] | No | No | No | No | No
11220 | Career Technology Center | City | Voc Tech | 24 | [11 empty] | 32 | 32-Ext-Improvements |  |  |  |  | Category: Irrigation Valves (Quick Coupler Valve) | [6 empty] | No |  |  | TBD |  |  | TBD | TBD | TBD | TBD | TBD | [11 empty] | No | No | No | No | No
11220 | Career Technology Center | City | Voc Tech | 24 | [11 empty] | 32 | 32-Ext-Improvements |  |  |  |  | Category: Irrigation Valves (Remote Control) | [6 empty] | No |  |  | TBD |  |  | TBD | TBD | TBD | TBD | TBD | [11 empty] | No | No | No | No | No
11220 | Career Technology Center | City | Voc Tech | 24 | [11 empty] | 32 | 32-Ext-Improvements |  |  |  |  | Category: Asphalt | [6 empty] | No |  |  | TBD |  |  | TBD | TBD | TBD | TBD | TBD | [11 empty] | No | No | No | No | No
11220 | Career Technology Center | City | Voc Tech | 24 | [11 empty] | 32 | 32-Ext-Improvements |  |  |  |  | Category: Bollards | [6 empty] | No |  |  | TBD |  |  | TBD | TBD | TBD | TBD | TBD | [11 empty] | No | No | No | No | No
11220 | Career Technology Center | City | Voc Tech | 24 | [11 empty] | 32 | 32-Ext-Improvements |  |  |  |  | Category: Gate - Non-Motorized | [6 empty] | No |  |  | TBD |  |  | TBD | TBD | TBD | TBD | TBD | [11 empty] | No | No | No | No | No
11220 | Career Technology Center | City | Voc Tech | 24 | [11 empty] | 32 | 32-Ext-Improvements |  |  |  |  | Category: Iron Fencing | [6 empty] | No |  |  | TBD |  |  | TBD | TBD | TBD | TBD | TBD | [11 empty] | No | No | No | No | No
11220 | Career Technology Center | City | Voc Tech | 24 | [11 empty] | 32 | 32-Ext-Improvements |  |  |  |  | Category: Parking Stops | [6 empty] | No |  |  | TBD |  |  | TBD | TBD | TBD | TBD | TBD | [11 empty] | No | No | No | No | No
11220 | Career Technology Center | City | Voc Tech | 24 | [11 empty] | 32 | 32-Ext-Improvements |  |  |  |  | Category: Sidewalk / Exterior | [6 empty] | No |  |  | TBD |  |  | TBD | TBD | TBD | TBD | TBD | [11 empty] | No | No | No | No | No
11220 | Career Technology Center | City | Voc Tech | 24 | [11 empty] | 33 | 33-Utilities |  |  |  |  | Category: Exterior Drain | [6 empty] | No |  |  | TBD |  |  | TBD | TBD | TBD | TBD | TBD | [11 empty] | No | Yes | Yes | No | No
11220 | Career Technology Center | City | Voc Tech | 24 | [11 empty] | 33 | 33-Utilities |  |  |  |  | Category: Sewer Lateral | [6 empty] | No |  |  | TBD |  |  | TBD | TBD | TBD | TBD | TBD | [11 empty] | No | Yes | Yes | No | No
11220 | Career Technology Center | City | Voc Tech | 24 | [11 empty] | 33 | 33-Utilities |  |  |  |  | Category: Sewer Line | [6 empty] | No |  |  | TBD |  |  | TBD | TBD | TBD | TBD | TBD | [11 empty] | No | Yes | Yes | No | No
11220 | Career Technology Center | City | Voc Tech | 24 | [11 empty] | 33 | 33-Utilities |  |  |  |  | Category: Sewer Manhole/Box | [6 empty] | No |  |  | TBD |  |  | TBD | TBD | TBD | TBD | TBD | [11 empty] | No | Yes | Yes | No | No
11220 | Career Technology Center | City | Voc Tech | 24 | [11 empty] | 33 | 33-Utilities |  |  |  |  | Category: Storm Drain | [6 empty] | No |  |  | TBD |  |  | TBD | TBD | TBD | TBD | TBD | [11 empty] | No | Yes | Yes | No | No
11220 | Career Technology Center | City | Voc Tech | 24 | [11 empty] | 33 | 33-Utilities |  |  |  |  | Category: Storm Drain Manhole/Box | [6 empty] | No |  |  | TBD |  |  | TBD | TBD | TBD | TBD | TBD | [11 empty] | No | Yes | Yes | No | No
11220 | Career Technology Center | City | Voc Tech | 24 | [11 empty] | 33 | 33-Utilities |  |  |  |  | Category: SWPPP BMP's | [6 empty] | No |  |  | TBD |  |  | TBD | TBD | TBD | TBD | TBD | [11 empty] | No | Yes | Yes | No | No
11220 | Career Technology Center | City | Voc Tech | 24 | [11 empty] | 33 | 33-Utilities |  |  |  |  | Category: Water Lateral | [6 empty] | No |  |  | TBD |  |  | TBD | TBD | TBD | TBD | TBD | [11 empty] | No | Yes | Yes | No | No
11220 | Career Technology Center | City | Voc Tech | 24 | [11 empty] | 33 | 33-Utilities |  |  |  |  | Category: Water Line | [6 empty] | No |  |  | TBD |  |  | TBD | TBD | TBD | TBD | TBD | [11 empty] | No | Yes | Yes | No | No
11220 | Career Technology Center | City | Voc Tech | 24 | [11 empty] | 33 | 33-Utilities |  |  |  |  | Category: Water Meter Box | [6 empty] | No |  |  | TBD |  |  | TBD | TBD | TBD | TBD | TBD | [11 empty] | No | Yes | Yes | No | No
11220 | Career Technology Center | City | Voc Tech | 24 | [11 empty] | 33 | 33-Utilities |  |  |  |  | Category: Gas Meters | [6 empty] | No |  |  | TBD |  |  | TBD | TBD | TBD | TBD | TBD | [11 empty] | No | Yes | Yes | No | No
11220 | Career Technology Center | City | Voc Tech | 24 | [11 empty] | 33 | 33-Utilities |  |  |  |  | Category: Items with Pilot Lights (need to get re-lit after gas shutdown) | [6 empty] | No |  |  | TBD |  |  | TBD | TBD | TBD | TBD | TBD | [11 empty] | No | Yes | ? | No | No
11220 | Career Technology Center | City | Voc Tech | 24 | [11 empty] | 33 | 33-Utilities |  |  |  |  | Category: Water Valve - types | [6 empty] | No |  |  | TBD |  |  | TBD | TBD | TBD | TBD | TBD | [11 empty] | No | Yes | ? | No | No
11220 | Career Technology Center | City | Voc Tech | 24 | [11 empty] | 44 | 44-Pollution-Waste-Equip |  |  |  |  | Category: HazMat Storage | [6 empty] | No |  |  | TBD |  |  | TBD | TBD | TBD | TBD | TBD | [11 empty] | No | Yes | ? | No | Yes
11220 | Career Technology Center | City | Voc Tech | 24 | [11 empty] | 45 | 45-Industry | Science |  |  |  | Category: Equipment - Science - Chemistry | [6 empty] | No |  |  | TBD |  |  | TBD | TBD | TBD | TBD | TBD | [11 empty] | No | Yes | Yes | Yes | Yes
11220 | Career Technology Center | City | Voc Tech | 24 | [11 empty] | 45 | 45-Industry | Science |  |  |  | Category: Equipment - Science - Other | [6 empty] | No |  |  | TBD |  |  | TBD | TBD | TBD | TBD | TBD | [11 empty] | No | Yes | Yes | Yes | Yes
11220 | Career Technology Center | City | Voc Tech | 24 | [11 empty] | 45 | 45-Industry | Science |  |  |  | Category: Equipment - Science - Astronomy | [6 empty] | No |  |  | TBD |  |  | TBD | TBD | TBD | TBD | TBD | [11 empty] | No | Yes | Yes | Yes | Yes
11220 | Career Technology Center | City | Voc Tech | 24 | [11 empty] | 45 | 45-Industry | Science |  |  |  | Category: Equipment - Science - Biology | [6 empty] | No |  |  | TBD |  |  | TBD | TBD | TBD | TBD | TBD | [11 empty] | No | Yes | Yes | Yes | Yes
11220 | Career Technology Center | City | Voc Tech | 24 | [11 empty] | 45 | 45-Industry | Science |  |  |  | Category: Equipment - Science - Cadaver / Equip | [6 empty] | No |  |  | TBD |  |  | TBD | TBD | TBD | TBD | TBD | [11 empty] | No | Yes | ? | Yes | No
11220 | Career Technology Center | City | Voc Tech | 24 | [11 empty] | 45 | 45-Industry |  |  |  |  | Category: Fume Hoods | [6 empty] | No |  |  | TBD |  |  | TBD | TBD | TBD | TBD | TBD | [11 empty] | No | Yes | Yes | Yes | No
11220 | Career Technology Center | City | Voc Tech | 24 | [11 empty] | 45 | 45-Industry |  |  |  |  | Category: Equipment - Sewing | [6 empty] | No |  |  | TBD |  |  | TBD | TBD | TBD | TBD | TBD | [11 empty] | No | Yes | Yes | Yes | Yes
11220 | Career Technology Center | City | Voc Tech | 24 | [11 empty] | 45 | 45-Industry |  |  |  |  | Category: Equipment - Auto | [6 empty] | No |  |  | TBD |  |  | TBD | TBD | TBD | TBD | TBD | [11 empty] | No | Yes | Yes | Yes | Yes
11220 | Career Technology Center | City | Voc Tech | 24 | [11 empty] | 45 | 45-Industry |  |  |  |  | Category: Equipment - Educational Electrical | [6 empty] | No |  |  | TBD |  |  | TBD | TBD | TBD | TBD | TBD | [11 empty] | No | Yes | Yes | Yes | Yes
11220 | Career Technology Center | City | Voc Tech | 24 | [11 empty] | 45 | 45-Industry |  |  |  |  | Category: Equipment - Educational HVAC | [6 empty] | No |  |  | TBD |  |  | TBD | TBD | TBD | TBD | TBD | [11 empty] | No | Yes | Yes | Yes | Yes
11220 | Career Technology Center | City | Voc Tech | 24 | [11 empty] | 45 | 45-Industry |  |  |  |  | Category: Equipment - Educational IT/GIS | [6 empty] | No |  |  | TBD |  |  | TBD | TBD | TBD | TBD | TBD | [11 empty] | No | Yes | Yes | Yes | Yes
11220 | Career Technology Center | City | Voc Tech | 24 | [11 empty] | 45 | 45-Industry |  |  |  |  | Category: Equipment - Fine Art (i.e. Kilns) | [6 empty] | No |  |  | TBD |  |  | TBD | TBD | TBD | TBD | TBD | [11 empty] | No | Yes | Yes | Yes | Yes
11220 | Career Technology Center | City | Voc Tech | 24 | [11 empty] | 45 | 45-Industry |  |  |  |  | Category: Equipment - Fitness / Exercise | [6 empty] | No |  |  | TBD |  |  | TBD | TBD | TBD | TBD | TBD | [11 empty] | No | Yes | Yes | Yes | Yes
11220 | Career Technology Center | City | Voc Tech | 24 | [11 empty] | 45 | 45-Industry |  |  |  |  | Category: Equipment - Manufacturing Machinery | [6 empty] | No |  |  | TBD |  |  | TBD | TBD | TBD | TBD | TBD | [11 empty] | No | Yes | Yes | Yes | Yes
11220 | Career Technology Center | City | Voc Tech | 24 | [11 empty] | 45 | 45-Industry |  |  |  |  | Category: Equipment - Medical / Dental | [6 empty] | No |  |  | TBD |  |  | TBD | TBD | TBD | TBD | TBD | [11 empty] | No | Yes | Yes | Yes | Yes
11220 | Career Technology Center | City | Voc Tech | 24 | [11 empty] | 45 | 45-Industry |  |  |  |  | Category: Equipment - Agriculture (Greenhouse) | [6 empty] | No |  |  | TBD |  |  | TBD | TBD | TBD | TBD | TBD | [11 empty] | No | Yes | No | Yes | No
11220 | Career Technology Center | City | Voc Tech | 24 | [11 empty] | 45 | 45-Industry |  |  |  |  | Category: Equipment - Animal Health | [6 empty] | No |  |  | TBD |  |  | TBD | TBD | TBD | TBD | TBD | [11 empty] | No | Yes | No | Yes | No
11220 | Career Technology Center | City | Voc Tech | 24 | [11 empty] | 45 | 45-Industry |  |  |  |  | Category: Equipment - Aviation | [6 empty] | No |  |  | TBD |  |  | TBD | TBD | TBD | TBD | TBD | [11 empty] | No | Yes | No | Yes | No
11220 | Career Technology Center | City | Voc Tech | 24 | [11 empty] | 45 | 45-Industry |  |  |  |  | Category: Equipment - Cosmotology / Fashion | [6 empty] | No |  |  | TBD |  |  | TBD | TBD | TBD | TBD | TBD | [11 empty] | No | Yes | No | Yes | No
11220 | Career Technology Center | City | Voc Tech | 24 | [11 empty] | 45 | 45-Industry |  |  |  |  | Category: Equipment - Culinary | [6 empty] | No |  |  | TBD |  |  | TBD | TBD | TBD | TBD | TBD | [11 empty] | No | Yes | No | Yes | No
11220 | Career Technology Center | City | Voc Tech | 24 | [11 empty] | 45 | 45-Industry |  |  |  |  | Category: Equipment - Fire EMT | [6 empty] | No |  |  | TBD |  |  | TBD | TBD | TBD | TBD | TBD | [11 empty] | No | Yes | No | Yes | No
11220 | Career Technology Center | City | Voc Tech | 24 | [11 empty] | 45 | 45-Industry |  |  |  |  | Category: Equipment - Photography | [6 empty] | No |  |  | TBD |  |  | TBD | TBD | TBD | TBD | TBD | [11 empty] | No | Yes | No | Yes | No
11220 | Career Technology Center | City | Voc Tech | 24 | [11 empty] | 45 | 45-Industry |  |  |  |  | Category: Equipment - Radio Station | [6 empty] | No |  |  | TBD |  |  | TBD | TBD | TBD | TBD | TBD | [11 empty] | No | Yes | No | Yes | No
11220 | Career Technology Center | City | Voc Tech | 24 | [11 empty] | 45 | 45-Industry |  |  |  |  | Category: Equipment - Educational - Other | [6 empty] | No |  |  | TBD |  |  | TBD | TBD | TBD | TBD | TBD | [11 empty] | No | Yes | No | Yes | No
11220 | Career Technology Center | City | Voc Tech | 24 | [11 empty] | 45 | 45-Industry |  |  |  |  | Category: Equipment - Theatre / Costuming | [6 empty] | No |  |  | TBD |  |  | TBD | TBD | TBD | TBD | TBD | [11 empty] | No | Yes | No | Yes | No
11220 | Career Technology Center | City | Voc Tech | 24 | [11 empty] | 45 | 45-Industry |  |  |  |  | Category: Equipment - TV Studio | [6 empty] | No |  |  | TBD |  |  | TBD | TBD | TBD | TBD | TBD | [11 empty] | No | Yes | No | Yes | No
11220 | Career Technology Center | City | Voc Tech | 24 | [11 empty] | 45 | 45-Industry |  |  |  |  | Category: Equipment - EVOC | [6 empty] | No |  |  | TBD |  |  | TBD | TBD | TBD | TBD | TBD | [11 empty] | No | Yes | No | Yes | No
11220 | Career Technology Center | City | Voc Tech | 24 | [11 empty] | 45 | 45-Industry |  |  |  |  | Category: Emergency Eyewash Stations (2/26/18 CW says no systematic plan to check on jobwalk) | [6 empty] | No |  |  | TBD |  |  | TBD | TBD | TBD | TBD | TBD | [11 empty] | No | Yes | No | Yes | No
11220 | Career Technology Center | City | Voc Tech | 24 | [11 empty] | 45 | 45-Industry |  |  |  |  | Category: Equipment - Sports (i.e. Pole Vault Mats) | [6 empty] | No |  |  | TBD |  |  | TBD | TBD | TBD | TBD | TBD | [11 empty] | No | Yes | ? | No | No
11220 | Career Technology Center | City | Voc Tech | 24 | [11 empty] | 45 | 45-Industry |  |  |  |  | Category: Equipment - Music | [6 empty] | No |  |  | TBD |  |  | TBD | TBD | TBD | TBD | TBD | [11 empty] | No | Yes | ? | Yes | No
11220 | Career Technology Center | City | Voc Tech | 24 | [11 empty] | 45 | 45-Industry |  |  |  |  | Category: Chemical Shelf / Storage Cabinet for Flammable Storage | [6 empty] | No |  |  | TBD |  |  | TBD | TBD | TBD | TBD | TBD | [11 empty] | No | Yes | ? | No | No
11220 | Career Technology Center | City | Voc Tech | 24 | [11 empty] | A-50 | A-50-Furniture |  |  |  |  | Category: filing cabinets | [6 empty] | No |  |  | TBD |  |  | TBD | TBD | TBD | TBD | TBD | [11 empty] | No | Yes | Yes | Yes | Yes
11220 | Career Technology Center | City | Voc Tech | 24 | [11 empty] | A-50 | A-50-Furniture |  |  |  |  | Category: tables | [6 empty] | No |  |  | TBD |  |  | TBD | TBD | TBD | TBD | TBD | [11 empty] | No | Yes | Yes | Yes | Yes
11220 | Career Technology Center | City | Voc Tech | 24 | [11 empty] | A-50 | A-50-Furniture |  |  |  |  | Category: desks | [6 empty] | No |  |  | TBD |  |  | TBD | TBD | TBD | TBD | TBD | [11 empty] | No | Yes | Yes | Yes | Yes
11220 | Career Technology Center | City | Voc Tech | 24 | [11 empty] | A-50 | A-50-Furniture |  |  |  |  | Category: chairs | [6 empty] | No |  |  | TBD |  |  | TBD | TBD | TBD | TBD | TBD | [11 empty] | No | Yes | Yes | Yes | Yes
11220 | Career Technology Center | City | Voc Tech | 24 | [11 empty] | A-51 | A-51-Info-Tech |  |  |  |  | Category: desk-lights | [6 empty] | No |  |  | TBD |  |  | TBD | TBD | TBD | TBD | TBD | [11 empty] | Yes | No | No | No | No
11220 | Career Technology Center | City | Voc Tech | 24 | [11 empty] | A-51 | A-51-Info-Tech |  |  |  |  | Category: keyboards / mice | [6 empty] | No |  |  | TBD |  |  | TBD | TBD | TBD | TBD | TBD | [11 empty] | Yes | No | No | No | No
11220 | Career Technology Center | City | Voc Tech | 24 | [11 empty] | A-51 | A-51-Info-Tech |  |  |  |  | Category: computers | [6 empty] | No |  |  | TBD |  |  | TBD | TBD | TBD | TBD | TBD | [11 empty] | No | Yes | Yes | Yes | Yes
11220 | Career Technology Center | City | Voc Tech | 24 | [11 empty] | A-51 | A-51-Info-Tech |  |  |  |  | Category: servers | [6 empty] | No |  |  | TBD |  |  | TBD | TBD | TBD | TBD | TBD | [11 empty] | No | Yes | Yes | Yes | Yes
11220 | Career Technology Center | City | Voc Tech | 24 | [11 empty] | A-51 | A-51-Info-Tech |  |  |  |  | Category: printers / copiers / scanners | [6 empty] | No |  |  | TBD |  |  | TBD | TBD | TBD | TBD | TBD | [11 empty] | No | Yes | Yes | Yes | Yes
11220 | Career Technology Center | City | Voc Tech | 24 | [11 empty] | A-51 | A-51-Info-Tech |  |  |  |  | Category: server UPS | [6 empty] | No |  |  | TBD |  |  | TBD | TBD | TBD | TBD | TBD | [11 empty] | No | Yes | Yes | Yes | ?
11220 | Career Technology Center | City | Voc Tech | 24 | [11 empty] | A-51 | A-51-Info-Tech |  |  |  |  | Category: software | [6 empty] | No |  |  | TBD |  |  | TBD | TBD | TBD | TBD | TBD | [11 empty] | No | Yes | Yes | No | ?
11220 | Career Technology Center | City | Voc Tech | 24 | [11 empty] | A-52 | A-52-Police Equip |  |  |  |  | Category: Weapons | [6 empty] | No |  |  | TBD |  |  | TBD | TBD | TBD | TBD | TBD | [11 empty] | No | Yes | Yes | Yes | ?
11220 | Career Technology Center | City | Voc Tech | 24 | [11 empty] | A-53 | A-53-MO Equip |  |  |  |  | Category: Tools (over $200) | [6 empty] | No |  |  | TBD |  |  | TBD | TBD | TBD | TBD | TBD | [11 empty] | No | Yes | Yes | Yes | No
11220 | Career Technology Center | City | Voc Tech | 24 | [11 empty] | A-53 | A-53-MO Equip |  |  |  |  | Category: compressors | [6 empty] | No |  |  | TBD |  |  | TBD | TBD | TBD | TBD | TBD | [11 empty] | No | Yes | Yes | Yes | No
11220 | Career Technology Center | City | Voc Tech | 24 | [11 empty] | A-53 | A-53-MO Equip |  |  |  |  | Category: Forklifts, etc (DSC); cranes | [6 empty] | No |  |  | TBD |  |  | TBD | TBD | TBD | TBD | TBD | [11 empty] | No | Yes | Yes | Yes | Yes
11220 | Career Technology Center | City | Voc Tech | 24 | [11 empty] | A-54 | A-54-Vehicles |  |  |  |  | Category: Cars / Carts (DSC) | [6 empty] | No |  |  | TBD |  |  | TBD | TBD | TBD | TBD | TBD | [11 empty] | No | Yes | Yes | Yes | Yes

## 11240
Project# | ProjectName | Campus | Building | Fusion# | Floor | Room | RoomName | Latitude | Longitide | GeneralvsFixed | AssetIDNo | FAIDNo | Make | Model | SerialNo | CSI Div | CSI | SubGroup01 | SubGroup02 | SubGroup03 | SubGroup04 | Item | ClassPriority | ClassCompliance | ClassInterconnect | ClassWarranty | ClassCondition | ClassBlanket | Takeoff | Callout | Sheet | OM | OMBinderNo | OMTabNo | OMDigital | Submittal | SubmittalDigital | EqWarranty | EqWarrantyDigital | EqWarrantyDuration | EqWarrantyStarts | EqWarrantyExpires | LifeCycleDuration | LifeCycleExpires | ServiceContract | ServiceContractCo | DistrictResponsible | OrigContractor | OrigContract | CostEstimateatStart | Item a Consumable ? | Recommend Indiv item Tracking? | Currently Indiv item tracked? | Recommend Waldrop ID Tag? | Currently Waldrop ID Tag?
11240 |  | City | [13 empty] | 5 | 05-Metals |  |  |  |  | Category: Misc Metal | [9 empty] | TBD |  |  |  | TBD |  | TBD | [12 empty] | No | No | No | No | No
11240 |  | City | [13 empty] | 6 | 06-Wood, Plastics, etc. |  |  |  |  | Category: Casework / Shelving / Counters | [9 empty] | TBD |  |  |  | TBD |  | TBD | [12 empty] | No | Yes | No | No | No
11240 |  | City | [13 empty] | 7 | 07-Thermal/Moisture-Protect |  |  |  |  | Category: Composite Metal Panel | [9 empty] | TBD |  |  |  | TBD |  | TBD | [12 empty] | No | Yes | No | No | No
11240 |  | City | [13 empty] | 7 | 07-Thermal/Moisture-Protect |  |  |  |  | Category: Rain Screen System | [9 empty] | TBD |  |  |  | TBD |  | TBD | [12 empty] | No | Yes | No | No | No
11240 |  | City | [13 empty] | 7 | 07-Thermal/Moisture-Protect |  |  |  |  | Category: Roof Accessories (i.e roof ladder; roof hatch) | [9 empty] | TBD |  |  |  | TBD |  | TBD | [12 empty] | No | Yes | No | No | No
11240 |  | City | [13 empty] | 7 | 07-Thermal/Moisture-Protect |  |  |  |  | Category: Roofing (PVC) and other | [9 empty] | TBD |  |  |  | TBD |  | TBD | [12 empty] | No | Yes | No | No | No
11240 |  | City | [13 empty] | 7 | 07-Thermal/Moisture-Protect |  |  |  |  | Category: Waterproofing (Other) | [9 empty] | TBD |  |  |  | TBD |  | TBD | [12 empty] | No | Yes | No | No | No
11240 |  | City | [13 empty] | 7 | 07-Thermal/Moisture-Protect |  |  |  |  | Category: Roof Walking Pad | [9 empty] | TBD |  |  |  | TBD |  | TBD | [12 empty] | No | No | No | No | No
11240 |  | City | [13 empty] | 7 | 07-Thermal/Moisture-Protect |  |  |  |  | Category: Solar Glass (see Solar Panels) | [9 empty] | TBD |  |  |  | TBD |  | TBD | [12 empty] | No | No | No | No | No
11240 |  | City | [13 empty] | 8 | 08-Openings |  |  |  |  | Category: Access Door | [9 empty] | TBD |  |  |  | TBD |  | TBD | [12 empty] | No | Yes | No | No | No
11240 |  | City | [13 empty] | 8 | 08-Openings |  |  |  |  | Category: Curtain Wall Exterior Window System | [9 empty] | TBD |  |  |  | TBD |  | TBD | [12 empty] | No | Yes | No | No | No
11240 |  | City | [13 empty] | 8 | 08-Openings |  |  |  |  | Category: Doors | [9 empty] | TBD |  |  |  | TBD |  | TBD | [12 empty] | No | Yes | No | No | No
11240 |  | City | [13 empty] | 8 | 08-Openings |  |  |  |  | Category: Hardware - panic devices | [9 empty] | TBD |  |  |  | TBD |  | TBD | [12 empty] | No | Yes | No | No | No
11240 |  | City | [13 empty] | 8 | 08-Openings |  |  |  |  | Category: Overhead coiling doors | [9 empty] | TBD |  |  |  | TBD |  | TBD | [12 empty] | No | Yes | No | No | No
11240 |  | City | [13 empty] | 8 | 08-Openings |  |  |  |  | Category: SolarTubes (Operable and not operable) | [9 empty] | TBD |  |  |  | TBD |  | TBD | [12 empty] | No | Yes | No | No | No
11240 |  | City | [13 empty] | 8 | 08-Openings |  |  |  |  | Category: Windows / Glazing | [9 empty] | TBD |  |  |  | TBD |  | TBD | [12 empty] | No | Yes | No | No | No
11240 |  | City | [13 empty] | 8 | 08-Openings |  |  |  |  | Category: Door Hardware - related to FLS; panic hardware/ elec door holdopens / (see also ADA access buttons) | [9 empty] | TBD |  |  |  | TBD |  | TBD | [12 empty] | No | Yes | ? | No | No
11240 |  | City | [13 empty] | 9 | 09-Finishes |  |  |  |  | Category: Paint (use for take-off SF estimates of paint?? - planning) | [9 empty] | TBD |  |  |  | TBD |  | TBD | [12 empty] | Yes | Yes | No | No | No
11240 |  | City | [13 empty] | 9 | 09-Finishes |  |  |  |  | Category: Anti-Graffiti Coating | [9 empty] | TBD |  |  |  | TBD |  | TBD | [12 empty] | Yes | No | No | No | No
11240 |  | City | [13 empty] | 9 | 09-Finishes |  |  |  |  | Category: Acoustic Panel Ceiling | [9 empty] | TBD |  |  |  | TBD |  | TBD | [12 empty] | No | Yes | No | No | No
11240 |  | City | [13 empty] | 9 | 09-Finishes |  |  |  |  | Category: Flooring - carpet | [9 empty] | TBD |  |  |  | TBD |  | TBD | [12 empty] | No | Yes | No | No | no
11240 |  | City | [13 empty] | 9 | 09-Finishes |  |  |  |  | Category: Flooring - other | [9 empty] | TBD |  |  |  | TBD |  | TBD | [12 empty] | No | Yes | No | No | No
11240 |  | City | [13 empty] | 9 | 09-Finishes |  |  |  |  | Category: Flooring - vct | [9 empty] | TBD |  |  |  | TBD |  | TBD | [12 empty] | No | Yes | No | No | No
11240 |  | City | [13 empty] | 9 | 09-Finishes |  |  |  |  | Category: Wall covering (fabric vs frp etc) - track manufacturer | [9 empty] | TBD |  |  |  | TBD |  | TBD | [12 empty] | No | Yes | No | No | No
11240 |  | City | [13 empty] | 10 | 10-Specialties | Restroom |  |  |  | Category: Paper Towel Dispenser | [9 empty] | TBD |  |  |  | TBD |  | TBD | [12 empty] | Yes | No | No | No | No
11240 |  | City | [13 empty] | 10 | 10-Specialties | Restroom |  |  |  | Category: Soap Dispenser | [9 empty] | TBD |  |  |  | TBD |  | TBD | [12 empty] | Yes | No | No | No | No
11240 |  | City | [13 empty] | 10 | 10-Specialties | Restroom |  |  |  | Category: Toilet Paper Dispenser | [9 empty] | TBD |  |  |  | TBD |  | TBD | [12 empty] | Yes | No | No | No | No
11240 |  | City | [13 empty] | 10 | 10-Specialties | Restroom |  |  |  | Category: Toilet Seat Cover Dispenser | [9 empty] | TBD |  |  |  | TBD |  | TBD | [12 empty] | Yes | No | No | No | No
11240 |  | City | [13 empty] | 10 | 10-Specialties | Restroom |  |  |  | Category: Elec Hand Dryer | [9 empty] | TBD |  |  |  | TBD |  | TBD | [12 empty] | No | Yes | No | No | No
11240 |  | City | [13 empty] | 10 | 10-Specialties | Restroom |  |  |  | Category: Sanitary Napkin/Tampon Dispenser | [9 empty] | TBD |  |  |  | TBD |  | TBD | [12 empty] | No | Yes | No | No | No
11240 |  | City | [13 empty] | 10 | 10-Specialties | Restroom |  |  |  | Category: Toilet & Urinal Compartments / Bathroom Stalls | [9 empty] | TBD |  |  |  | TBD |  | TBD | [12 empty] | No | Yes | No | No | No
11240 |  | City | [13 empty] | 10 | 10-Specialties | Restroom |  |  |  | Category: Baby Changing Apparatus in Bathroom | [9 empty] | TBD |  |  |  | TBD |  | TBD | [12 empty] | No | Yes | No | No | No
11240 |  | City | [13 empty] | 10 | 10-Specialties | Restroom |  |  |  | Category: ADA Bathroom Grab Bars | [9 empty] | TBD |  |  |  | TBD |  | TBD | [12 empty] | No | No | No | No | No
11240 |  | City | [13 empty] | 10 | 10-Specialties | Restroom |  |  |  | Category: Bathroom trash can (recessed) | [9 empty] | TBD |  |  |  | TBD |  | TBD | [12 empty] | No | No | No | No | No
11240 |  | City | [13 empty] | 10 | 10-Specialties | Restroom |  |  |  | Category: Mirror | [9 empty] | TBD |  |  |  | TBD |  | TBD | [12 empty] | No | No | No | No | No
11240 |  | City | [13 empty] | 10 | 10-Specialties |  |  |  |  | Category: Tack Board - small | [9 empty] | TBD |  |  |  | TBD |  | TBD | [12 empty] | Yes | No | No | No | No
11240 |  | City | [13 empty] | 10 | 10-Specialties |  |  |  |  | Category: White Boards - small | [9 empty] | TBD |  |  |  | TBD |  | TBD | [12 empty] | Yes | No | No | No | No
11240 |  | City | [13 empty] | 10 | 10-Specialties |  |  |  |  | Category: Fire Extinguishers /FE Cabinets | [9 empty] | TBD |  |  |  | TBD |  | TBD | [12 empty] | No | Yes | Yes | Yes | No
11240 |  | City | [13 empty] | 10 | 10-Specialties |  |  |  |  | Category: Modular Office Walls | [9 empty] | TBD |  |  |  | TBD |  | TBD | [12 empty] | No | Yes | Yes | Yes | Yes
11240 |  | City | [13 empty] | 10 | 10-Specialties |  |  |  |  | Category: Fire Curtain / Fire Wall | [9 empty] | TBD |  |  |  | TBD |  | TBD | [12 empty] | No | Yes | Yes | No | Yes
11240 |  | City | [13 empty] | 10 | 10-Specialties |  |  |  |  | Category: Defibrillator Cabinets | [9 empty] | TBD |  |  |  | TBD |  | TBD | [12 empty] | No | Yes | No | No | No
11240 |  | City | [13 empty] | 10 | 10-Specialties |  |  |  |  | Category: Display Case (i.e. Recessed Display Case / Lockable) | [9 empty] | TBD |  |  |  | TBD |  | TBD | [12 empty] | No | Yes | No | No | No
11240 |  | City | [13 empty] | 10 | 10-Specialties |  |  |  |  | Category: Operable Wall | [9 empty] | TBD |  |  |  | TBD |  | TBD | [12 empty] | No | Yes | No | No | Yes
11240 |  | City | [13 empty] | 10 | 10-Specialties |  |  |  |  | Category: Signage - Egress | [9 empty] | TBD |  |  |  | TBD |  | TBD | [12 empty] | No | Yes | No | No | No
11240 |  | City | [13 empty] | 10 | 10-Specialties |  |  |  |  | Category: Tack Board - large | [9 empty] | TBD |  |  |  | TBD |  | TBD | [12 empty] | No | Yes | No | No | No
11240 |  | City | [13 empty] | 10 | 10-Specialties |  |  |  |  | Category: White Boards - large | [9 empty] | TBD |  |  |  | TBD |  | TBD | [12 empty] | No | Yes | No | No | No
11240 |  | City | [13 empty] | 10 | 10-Specialties |  |  |  |  | Category: Parking Signage (incl ADA) | [9 empty] | TBD |  |  |  | TBD |  | TBD | [12 empty] | No | Yes | ? | No | No
11240 |  | City | [13 empty] | 10 | 10-Specialties |  |  |  |  | Category: Emergency Key Cabinets (i.e. Knox-Box) | [9 empty] | TBD |  |  |  | TBD |  | TBD | [12 empty] | No | Yes | ? | No | No
11240 |  | City | [13 empty] | 10 | 10-Specialties |  |  |  |  | Category: Corner Guard / Wall Guard | [9 empty] | TBD |  |  |  | TBD |  | TBD | [12 empty] | No | No | No | No | No
11240 |  | City | [13 empty] | 10 | 10-Specialties |  |  |  |  | Category: Locker room benches | [9 empty] | TBD |  |  |  | TBD |  | TBD | [12 empty] | No | No | No | No | No
11240 |  | City | [13 empty] | 10 | 10-Specialties |  |  |  |  | Category: Signage - Directional | [9 empty] | TBD |  |  |  | TBD |  | TBD | [12 empty] | No | No | No | No | No
11240 |  | City | [13 empty] | 10 | 10-Specialties |  |  |  |  | Category: Signage - Rooms | [9 empty] | TBD |  |  |  | TBD |  | TBD | [12 empty] | No | No | No | No | No
11240 |  | City | [13 empty] | 11 | 11-Equipment | Classroom |  |  |  | Category: Fixed Projection Screens (motorized and manual) | [9 empty] | TBD |  |  |  | TBD |  | TBD | [12 empty] | No | Yes | ? | No | No
11240 |  | City | [13 empty] | 11 | 11-Equipment | Food-Service |  |  |  | Category: Glove dispesner | [9 empty] | TBD |  |  |  | TBD |  | TBD | [12 empty] | Yes | No | No | No | No
11240 |  | City | [13 empty] | 11 | 11-Equipment | Food-Service |  |  |  | Category: Coffee Maker (i.e. Airpot; Expresso Machine/Grinder) | [9 empty] | TBD |  |  |  | TBD |  | TBD | [12 empty] | No | Yes | Yes | Yes | Yes
11240 |  | City | [13 empty] | 11 | 11-Equipment | Food-Service |  |  |  | Category: Dishwasher | [9 empty] | TBD |  |  |  | TBD |  | TBD | [12 empty] | No | Yes | Yes | Yes | Yes
11240 |  | City | [13 empty] | 11 | 11-Equipment | Food-Service |  |  |  | Category: Food Service Equipment (Other / Specialized) | [9 empty] | TBD |  |  |  | TBD |  | TBD | [12 empty] | No | Yes | Yes | Yes | Yes
11240 |  | City | [13 empty] | 11 | 11-Equipment | Food-Service |  |  |  | Category: Freezer / Walk-in Cooler -- Fixed | [9 empty] | TBD |  |  |  | TBD |  | TBD | [12 empty] | No | Yes | Yes | No | Yes
11240 |  | City | [13 empty] | 11 | 11-Equipment | Food-Service |  |  |  | Category: Freezer / Walk-in Cooler -- Non-Fixed | [9 empty] | TBD |  |  |  | TBD |  | TBD | [12 empty] | No | Yes | Yes | Yes | Yes
11240 |  | City | [13 empty] | 11 | 11-Equipment | Food-Service |  |  |  | Category: Ice Maker | [9 empty] | TBD |  |  |  | TBD |  | TBD | [12 empty] | No | Yes | Yes | Yes | Yes
11240 |  | City | [13 empty] | 11 | 11-Equipment | Food-Service |  |  |  | Category: Microwave | [9 empty] | TBD |  |  |  | TBD |  | TBD | [12 empty] | No | Yes | Yes | Yes | Yes
11240 |  | City | [13 empty] | 11 | 11-Equipment | Food-Service |  |  |  | Category: Mixer/Blender | [9 empty] | TBD |  |  |  | TBD |  | TBD | [12 empty] | No | Yes | Yes | Yes | Yes
11240 |  | City | [13 empty] | 11 | 11-Equipment | Food-Service |  |  |  | Category: Prep Sink | [9 empty] | TBD |  |  |  | TBD |  | TBD | [12 empty] | No | Yes | Yes | Yes | Yes
11240 |  | City | [13 empty] | 11 | 11-Equipment | Food-Service |  |  |  | Category: Oven | [9 empty] | TBD |  |  |  | TBD |  | TBD | [12 empty] | No | Yes | Yes | No | Yes
11240 |  | City | [13 empty] | 11 | 11-Equipment | Food-Service |  |  |  | Category: POS cash register / point of sale | [9 empty] | TBD |  |  |  | TBD |  | TBD | [12 empty] | No | Yes | Yes | Yes | Yes
11240 |  | City | [13 empty] | 11 | 11-Equipment | Food-Service |  |  |  | Category: Water Filration System | [9 empty] | TBD |  |  |  | TBD |  | TBD | [12 empty] | No | Yes | Yes | Yes | Yes
11240 |  | City | [13 empty] | 11 | 11-Equipment | Food-Service |  |  |  | Category: Food Service Sinks / Dipperwell Assembly | [9 empty] | TBD |  |  |  | TBD |  | TBD | [12 empty] | No | Yes | No | No | No
11240 |  | City | [13 empty] | 11 | 11-Equipment | Food-Service |  |  |  | Category: Freezer Merchandiser | [9 empty] | TBD |  |  |  | TBD |  | TBD | [12 empty] | No | Yes | No | Yes | No
11240 |  | City | [13 empty] | 11 | 11-Equipment | Food-Service |  |  |  | Category: Garbage disposer | [9 empty] | TBD |  |  |  | TBD |  | TBD | [12 empty] | No | Yes | No | No | No
11240 |  | City | [13 empty] | 11 | 11-Equipment | Food-Service |  |  |  | Category: Hot cabinets | [9 empty] | TBD |  |  |  | TBD |  | TBD | [12 empty] | No | Yes | No | Yes | No
11240 |  | City | [13 empty] | 11 | 11-Equipment | Food-Service |  |  |  | Category: General food service millwork | [9 empty] | TBD |  |  |  | TBD |  | TBD | [12 empty] | No | Yes | No | No | No
11240 |  | City | [13 empty] | 11 | 11-Equipment |  |  |  |  | Category: Parking Control Equipment (i.e. Parking Permit Machine) | [9 empty] | TBD |  |  |  | TBD |  | TBD | [12 empty] | No | Yes | Yes | No | Yes
11240 |  | City | [13 empty] | 11 | 11-Equipment |  |  |  |  | Category: Cabinets (with drawers/doors) | [9 empty] | TBD |  |  |  | TBD |  | TBD | [12 empty] | No | Yes | No | No | No
11240 |  | City | [13 empty] | 11 | 11-Equipment |  |  |  |  | Category: Counters (with drawers/doors) | [9 empty] | TBD |  |  |  | TBD |  | TBD | [12 empty] | No | Yes | No | No | No
11240 |  | City | [13 empty] | 11 | 11-Equipment |  |  |  |  | Category: Employee lockers | [9 empty] | TBD |  |  |  | TBD |  | TBD | [12 empty] | No | Yes | No | No | Yes
11240 |  | City | [13 empty] | 11 | 11-Equipment |  |  |  |  | Category: Faucet | [9 empty] | TBD |  |  |  | TBD |  | TBD | [12 empty] | No | Yes | No | No | No
11240 |  | City | [13 empty] | 11 | 11-Equipment |  |  |  |  | Category: Grease Interceptor | [9 empty] | TBD |  |  |  | TBD |  | TBD | [12 empty] | No | Yes | No | No | No
11240 |  | City | [13 empty] | 11 | 11-Equipment |  |  |  |  | Category: Hot water heater | [9 empty] | TBD |  |  |  | TBD |  | TBD | [12 empty] | No | Yes | No | No | No
11240 |  | City | [13 empty] | 11 | 11-Equipment |  |  |  |  | Category: Knock Box | [9 empty] | TBD |  |  |  | TBD |  | TBD | [12 empty] | No | Yes | No | No | No
11240 |  | City | [13 empty] | 11 | 11-Equipment |  |  |  |  | Category: Window Washing Davit Base | [9 empty] | TBD |  |  |  | TBD |  | TBD | [12 empty] | No | No | No | No | No
11240 |  | City | [13 empty] | 11 | 11-Equipment |  |  |  |  | Category: Window Washing Equipment | [9 empty] | TBD |  |  |  | TBD |  | TBD | [12 empty] | No | No | No | No | No
11240 |  | City | [13 empty] | 12 | 12-Furnishings | Office |  |  |  | Category: Systems Furniture / Cubicles | [9 empty] | TBD |  |  |  | TBD |  | TBD | [12 empty] | No | Yes | No | No | No
11240 |  | City | [13 empty] | 12 | 12-Furnishings | Site |  |  |  | Category: Bench | [9 empty] | TBD |  |  |  | TBD |  | TBD | [12 empty] | No | Yes | No | No | No
11240 |  | City | [13 empty] | 12 | 12-Furnishings | Site |  |  |  | Category: Bike Rack | [9 empty] | TBD |  |  |  | TBD |  | TBD | [12 empty] | No | Yes | No | No | No
11240 |  | City | [13 empty] | 12 | 12-Furnishings | Site |  |  |  | Category: Bus Shelter | [9 empty] | TBD |  |  |  | TBD |  | TBD | [12 empty] | No | Yes | No | No | No
11240 |  | City | [13 empty] | 12 | 12-Furnishings | Site |  |  |  | Category: Picnic Table | [9 empty] | TBD |  |  |  | TBD |  | TBD | [12 empty] | No | Yes | No | No | No
11240 |  | City | [13 empty] | 12 | 12-Furnishings | Site |  |  |  | Category: Site Furnishings: Trash Can ' Litter Receptacle | [9 empty] | TBD |  |  |  | TBD |  | TBD | [12 empty] | No | Yes | No | No | No
11240 |  | City | [13 empty] | 12 | 12-Furnishings |  |  |  |  | Category: Furniture - Other | [9 empty] | TBD |  |  |  | TBD |  | TBD | [12 empty] | No | Yes | Yes | Yes | Yes
11240 |  | City | [13 empty] | 12 | 12-Furnishings |  |  |  |  | Category: Modular Canopy Shades | [9 empty] | TBD |  |  |  | TBD |  | TBD | [12 empty] | No | Yes | No | No | No
11240 |  | City | [13 empty] | 12 | 12-Furnishings |  |  |  |  | Category: Portable table with stacking chairs | [9 empty] | TBD |  |  |  | TBD |  | TBD | [12 empty] | No | Yes | No | Yes | No
11240 |  | City | [13 empty] | 12 | 12-Furnishings |  |  |  |  | Category: Auditorium Seating | [9 empty] | TBD |  |  |  | TBD |  | TBD | [12 empty] | No | Yes | No | No | No
11240 |  | City | [13 empty] | 12 | 12-Furnishings |  |  |  |  | Category: Blinds /Shades / Curtains (Window Covering) | [9 empty] | TBD |  |  |  | TBD |  | TBD | [12 empty] | No | Yes | No | No | No
11240 |  | City | [13 empty] | 12 | 12-Furnishings |  |  |  |  | Category: Student Chairs | [9 empty] | TBD |  |  |  | TBD |  | TBD | [12 empty] | No | Yes | No | Yes | No
11240 |  | City | [13 empty] | 12 | 12-Furnishings |  |  |  |  | Category: Student Desks | [9 empty] | TBD |  |  |  | TBD |  | TBD | [12 empty] | No | Yes | No | Yes | No
11240 |  | City | [13 empty] | 12 | 12-Furnishings |  |  |  |  | Category: Walk off Mat | [9 empty] | TBD |  |  |  | TBD |  | TBD | [12 empty] | No | No | No | No | No
11240 |  | City | [13 empty] | 12 | 12-Furnishings |  |  |  |  | Category: Stadium Seating | [9 empty] | TBD |  |  |  | TBD |  | TBD | [12 empty] | No | No | No | No | No
11240 |  | City | [13 empty] | 14 | 14-Conveying-Equip |  |  |  |  | Category: Elevator | [9 empty] | TBD |  |  |  | TBD |  | TBD | [12 empty] | No | Yes | Yes | No | No
11240 |  | City | [13 empty] | 14 | 14-Conveying-Equip |  |  |  |  | Category: Elevator Room Equipment | [9 empty] | TBD |  |  |  | TBD |  | TBD | [12 empty] | No | Yes | Yes | No | No
11240 |  | City | [13 empty] | 14 | 14-Conveying-Equip |  |  |  |  | Category: Wheelchair Lift | [9 empty] | TBD |  |  |  | TBD |  | TBD | [12 empty] | No | Yes | Yes | No | No
11240 |  | City | [13 empty] | 21 | 21-Fire-Suppression |  |  |  |  | Category: Fire Hydrant | [9 empty] | TBD |  |  |  | TBD |  | TBD | [12 empty] | No | Yes | No | No | No
11240 |  | City | [13 empty] | 21 | 21-Fire-Suppression |  |  |  |  | Category: Backflow Device | [9 empty] | TBD |  |  |  | TBD |  | TBD | [12 empty] | No | Yes | No | No | No
11240 |  | City | [13 empty] | 21 | 21-Fire-Suppression |  |  |  |  | Category: Fire Sprinkler Heads | [9 empty] | TBD |  |  |  | TBD |  | TBD | [12 empty] | No | Yes | ? | No | No
11240 |  | City | [13 empty] | 21 | 21-Fire-Suppression |  |  |  |  | Category: Fire Protection Standpipe Control Valve; Zone Control Riser Valve Assembly | [9 empty] | TBD |  |  |  | TBD |  | TBD | [12 empty] | No | Yes | ? | No | No
11240 |  | City | [13 empty] | 22 | 22-Plumbing |  |  |  |  | Category: Condensate Pump / Pump Sched Info | [9 empty] | TBD |  |  |  | TBD |  | TBD | [12 empty] | No | Yes | Yes | No | No
11240 |  | City | [13 empty] | 22 | 22-Plumbing |  |  |  |  | Category: Domestic Water storage tank on roof; tower | [9 empty] | TBD |  |  |  | TBD |  | TBD | [12 empty] | No | Yes | Yes | No | No
11240 |  | City | [13 empty] | 22 | 22-Plumbing |  |  |  |  | Category: Hot Water Circ Pump / Pump Sched Info | [9 empty] | TBD |  |  |  | TBD |  | TBD | [12 empty] | No | Yes | Yes | No | No
11240 |  | City | [13 empty] | 22 | 22-Plumbing |  |  |  |  | Category: Drinking Fountains (ADA etc) | [9 empty] | TBD |  |  |  | TBD |  | TBD | [12 empty] | No | Yes | No | No | No
11240 |  | City | [13 empty] | 22 | 22-Plumbing |  |  |  |  | Category: Hot Water Heater | [9 empty] | TBD |  |  |  | TBD |  | TBD | [12 empty] | No | Yes | No | No | No
11240 |  | City | [13 empty] | 22 | 22-Plumbing |  |  |  |  | Category: Toilet / Water Closet | [9 empty] | TBD |  |  |  | TBD |  | TBD | [12 empty] | No | Yes | No | No | No
11240 |  | City | [13 empty] | 22 | 22-Plumbing |  |  |  |  | Category: Drinking Fountain - Electric | [9 empty] | TBD |  |  |  | TBD |  | TBD | [12 empty] | No | Yes | No | No | No
11240 |  | City | [13 empty] | 22 | 22-Plumbing |  |  |  |  | Category: Mop Sink / Floor Sink | [9 empty] | TBD |  |  |  | TBD |  | TBD | [12 empty] | No | Yes | No | No | No
11240 |  | City | [13 empty] | 22 | 22-Plumbing |  |  |  |  | Category: Gas Meter | [9 empty] | TBD |  |  |  | TBD |  | TBD | [12 empty] | No | Yes | No | No | No
11240 |  | City | [13 empty] | 22 | 22-Plumbing |  |  |  |  | Category: Hose Bibb | [9 empty] | TBD |  |  |  | TBD |  | TBD | [12 empty] | No | Yes | No | No | No
11240 |  | City | [13 empty] | 22 | 22-Plumbing |  |  |  |  | Category: Lavatory (Bathroom as a Unit to be tracked) | [9 empty] | TBD |  |  |  | TBD |  | TBD | [12 empty] | No | Yes | No | No | No
11240 |  | City | [13 empty] | 22 | 22-Plumbing |  |  |  |  | Category: Roof drain / roof receptor | [9 empty] | TBD |  |  |  | TBD |  | TBD | [12 empty] | No | Yes | No | No | No
11240 |  | City | [13 empty] | 22 | 22-Plumbing |  |  |  |  | Category: Sink - Classroom | [9 empty] | TBD |  |  |  | TBD |  | TBD | [12 empty] | No | Yes | No | No | No
11240 |  | City | [13 empty] | 22 | 22-Plumbing |  |  |  |  | Category: Sink - Kitchenette | [9 empty] | TBD |  |  |  | TBD |  | TBD | [12 empty] | No | Yes | No | No | No
11240 |  | City | [13 empty] | 22 | 22-Plumbing |  |  |  |  | Category: Urinal | [9 empty] | TBD |  |  |  | TBD |  | TBD | [12 empty] | No | Yes | No | No | No
11240 |  | City | [13 empty] | 22 | 22-Plumbing |  |  |  |  | Category: Valves (inside/outside) | [9 empty] | TBD |  |  |  | TBD |  | TBD | [12 empty] | No | Yes | No | No | No
11240 |  | City | [13 empty] | 22 | 22-Plumbing |  |  |  |  | Category: Boiler & tank; Water Heater (see Water Heater Schedule) | [9 empty] | TBD |  |  |  | TBD |  | TBD | [12 empty] | No | Yes | No | No | No
11240 |  | City | [13 empty] | 22 | 22-Plumbing |  |  |  |  | Category: Water Meter | [9 empty] | TBD |  |  |  | TBD |  | TBD | [12 empty] | No | Yes | ? | No | No
11240 |  | City | [13 empty] | 22 | 22-Plumbing |  |  |  |  | Category: Floor Drain | [9 empty] | TBD |  |  |  | TBD |  | TBD | [12 empty] | No | No | No | No | No
11240 |  | City | [13 empty] | 22 | 22-Plumbing |  |  |  |  | Category: CHWP (Chilled Water Pipe) | [9 empty] | TBD |  |  |  | TBD |  | TBD | [12 empty] | No | No | No | No | No
11240 |  | City | [13 empty] | 22 | 22-Plumbing |  |  |  |  | Category: HWP (Hot Water Pipe) | [9 empty] | TBD |  |  |  | TBD |  | TBD | [12 empty] | No | No | No | No | No
11240 |  | City | [13 empty] | 22 | 22-Plumbing |  |  |  |  | Category: Piping, etc | [9 empty] | TBD |  |  |  | TBD |  | TBD | [12 empty] | No | No | No | No | No
11240 |  | City | [13 empty] | 23 | 23-HVAC |  |  |  |  | Category: Filters | [9 empty] | TBD |  |  |  | TBD |  | TBD | [12 empty] | Yes | Yes | Yes | No | No
11240 |  | City | [13 empty] | 23 | 23-HVAC |  |  |  |  | Category: AH - Air Handling Unit - see AHU Schedule | [9 empty] | TBD |  |  |  | TBD |  | TBD | [12 empty] | No | Yes | Yes | No | No
11240 |  | City | [13 empty] | 23 | 23-HVAC |  |  |  |  | Category: Air Cooled Chiller - CH | [9 empty] | TBD |  |  |  | TBD |  | TBD | [12 empty] | No | Yes | Yes | No | No
11240 |  | City | [13 empty] | 23 | 23-HVAC |  |  |  |  | Category: Air Separator Schedule - AS | [9 empty] | TBD |  |  |  | TBD |  | TBD | [12 empty] | No | Yes | Yes | No | No
11240 |  | City | [13 empty] | 23 | 23-HVAC |  |  |  |  | Category: Chilled Water Pump | [9 empty] | TBD |  |  |  | TBD |  | TBD | [12 empty] | No | Yes | Yes | No | No
11240 |  | City | [13 empty] | 23 | 23-HVAC |  |  |  |  | Category: Condensing Unit | [9 empty] | TBD |  |  |  | TBD |  | TBD | [12 empty] | No | Yes | Yes | No | No
11240 |  | City | [13 empty] | 23 | 23-HVAC |  |  |  |  | Category: Controls Panel | [9 empty] | TBD |  |  |  | TBD |  | TBD | [12 empty] | No | Yes | Yes | No | No
11240 |  | City | [13 empty] | 23 | 23-HVAC |  |  |  |  | Category: CWST (ST) - Chilled Water Storage Tank | [9 empty] | TBD |  |  |  | TBD |  | TBD | [12 empty] | No | Yes | Yes | No | No
11240 |  | City | [13 empty] | 23 | 23-HVAC |  |  |  |  | Category: Exhast Fan - EF | [9 empty] | TBD |  |  |  | TBD |  | TBD | [12 empty] | No | Yes | Yes | No | No
11240 |  | City | [13 empty] | 23 | 23-HVAC |  |  |  |  | Category: Expansion Tank - ET | [9 empty] | TBD |  |  |  | TBD |  | TBD | [12 empty] | No | Yes | Yes | No | No
11240 |  | City | [13 empty] | 23 | 23-HVAC |  |  |  |  | Category: Hot Water Pump | [9 empty] | TBD |  |  |  | TBD |  | TBD | [12 empty] | No | Yes | Yes | No | No
11240 |  | City | [13 empty] | 23 | 23-HVAC |  |  |  |  | Category: Sensor | [9 empty] | TBD |  |  |  | TBD |  | TBD | [12 empty] | No | Yes | Yes | No | No
11240 |  | City | [13 empty] | 23 | 23-HVAC |  |  |  |  | Category: Split System - CU (Outside) | [9 empty] | TBD |  |  |  | TBD |  | TBD | [12 empty] | No | Yes | Yes | No | No
11240 |  | City | [13 empty] | 23 | 23-HVAC |  |  |  |  | Category: Split System - FC (Inside) | [9 empty] | TBD |  |  |  | TBD |  | TBD | [12 empty] | No | Yes | Yes | No | No
11240 |  | City | [13 empty] | 23 | 23-HVAC |  |  |  |  | Category: Thermostats | [9 empty] | TBD |  |  |  | TBD |  | TBD | [12 empty] | No | Yes | Yes | No | No
11240 |  | City | [13 empty] | 23 | 23-HVAC |  |  |  |  | Category: VAV - Variable Air Volume Terminal Schedule | [9 empty] | TBD |  |  |  | TBD |  | TBD | [12 empty] | No | Yes | Yes | No | No
11240 |  | City | [13 empty] | 23 | 23-HVAC |  |  |  |  | Category: Volume Damper | [9 empty] | TBD |  |  |  | TBD |  | TBD | [12 empty] | No | Yes | Yes | No | No
11240 |  | City | [13 empty] | 23 | 23-HVAC |  |  |  |  | Category: Operable Gate in Mechanical Screen | [9 empty] | TBD |  |  |  | TBD |  | TBD | [12 empty] | No | Yes | No | No | No
11240 |  | City | [13 empty] | 23 | 23-HVAC |  |  |  |  | Category: Performance Cert of Compliance Data - HVAC Zones -- See 04-110817 Mech Sheets | [9 empty] | TBD |  |  |  | TBD |  | TBD | [12 empty] | No | Yes | No | No | No
11240 |  | City | [13 empty] | 23 | 23-HVAC |  |  |  |  | Category: Cert of Compliance Data - Energy Checklist - Opaque Surfaces -- See 04-110817 Mech Sheets | [9 empty] | TBD |  |  |  | TBD |  | TBD | [12 empty] | No | Yes | No | No | No
11240 |  | City | [13 empty] | 23 | 23-HVAC |  |  |  |  | Category: Diffusers - Exhaust Air | [9 empty] | TBD |  |  |  | TBD |  | TBD | [12 empty] | No | Yes | ? | No | No
11240 |  | City | [13 empty] | 23 | 23-HVAC |  |  |  |  | Category: Diffusers - Return Air | [9 empty] | TBD |  |  |  | TBD |  | TBD | [12 empty] | No | Yes | ? | No | No
11240 |  | City | [13 empty] | 23 | 23-HVAC |  |  |  |  | Category: Diffusers - Supply Air | [9 empty] | TBD |  |  |  | TBD |  | TBD | [12 empty] | No | Yes | ? | No | No
11240 |  | City | [13 empty] | 23 | 23-HVAC |  |  |  |  | Category: Fire Smoke Dampers | [9 empty] | TBD |  |  |  | TBD |  | TBD | [12 empty] | No | Yes | ? | No | No
11240 |  | City | [13 empty] | 23 | 23-HVAC |  |  |  |  | Category: Roof Curbs | [9 empty] | TBD |  |  |  | TBD |  | TBD | [12 empty] | No | No | No | No | No
11240 |  | City | [13 empty] | 23 | 23-HVAC |  |  |  |  | Category: Exterior Ductwork | [9 empty] | TBD |  |  |  | TBD |  | TBD | [12 empty] | No | No | No | No | No
11240 |  | City | [13 empty] | 23 | 23-HVAC |  |  |  |  | Category: Exterior Grilles | [9 empty] | TBD |  |  |  | TBD |  | TBD | [12 empty] | No | No | No | No | No
11240 |  | City | [13 empty] | 26 | 26-Electrical |  |  |  |  | Category: UPS - Uninteruptable Power Supply | [9 empty] | TBD |  |  |  | TBD |  | TBD | [12 empty] | No | Yes | Yes | Yes | Yes
11240 |  | City | [13 empty] | 26 | 26-Electrical |  |  |  |  | Category: Washing Machine / Dryer | [9 empty] | TBD |  |  |  | TBD |  | TBD | [12 empty] | No | Yes | Yes | Yes | Yes
11240 |  | City | [13 empty] | 26 | 26-Electrical |  |  |  |  | Category: Electric Meter | [9 empty] | TBD |  |  |  | TBD |  | TBD | [12 empty] | No | Yes | Yes | No | No
11240 |  | City | [13 empty] | 26 | 26-Electrical |  |  |  |  | Category: Elevator Smoke Door | [9 empty] | TBD |  |  |  | TBD |  | TBD | [12 empty] | No | Yes | Yes | No | No
11240 |  | City | [13 empty] | 26 | 26-Electrical |  |  |  |  | Category: Lighting Control Panel; Network Lighting Controls | [9 empty] | TBD |  |  |  | TBD |  | TBD | [12 empty] | No | Yes | Yes | No | No
11240 |  | City | [13 empty] | 26 | 26-Electrical |  |  |  |  | Category: Bloom boxes - power | [9 empty] | TBD |  |  |  | TBD |  | TBD | [12 empty] | No | Yes | No | Yes | No
11240 |  | City | [13 empty] | 26 | 26-Electrical |  |  |  |  | Category: SDGE Box | [9 empty] | TBD |  |  |  | TBD |  | TBD | [12 empty] | No | Yes | No | No | No
11240 |  | City | [13 empty] | 26 | 26-Electrical |  |  |  |  | Category: Street Light / Pathway Light | [9 empty] | TBD |  |  |  | TBD |  | TBD | [12 empty] | No | Yes | No | No | No
11240 |  | City | [13 empty] | 26 | 26-Electrical |  |  |  |  | Category: Dedicated Power for BTU Meter (Gas Meter) | [9 empty] | TBD |  |  |  | TBD |  | TBD | [12 empty] | No | Yes | No | No | No
11240 |  | City | [13 empty] | 26 | 26-Electrical |  |  |  |  | Category: Egress / Emergency Lighting | [9 empty] | TBD |  |  |  | TBD |  | TBD | [12 empty] | No | Yes | No | Yes | Yes
11240 |  | City | [13 empty] | 26 | 26-Electrical |  |  |  |  | Category: Elec hand wash / sink | [9 empty] | TBD |  |  |  | TBD |  | TBD | [12 empty] | No | Yes | No | No | No
11240 |  | City | [13 empty] | 26 | 26-Electrical |  |  |  |  | Category: Electrical Cabinets and Enclosures | [9 empty] | TBD |  |  |  | TBD |  | TBD | [12 empty] | No | Yes | No | No | No
11240 |  | City | [13 empty] | 26 | 26-Electrical |  |  |  |  | Category: Lighting Fixtures; Luminaire Schedule | [9 empty] | TBD |  |  |  | TBD |  | TBD | [12 empty] | No | Yes | No | No | No
11240 |  | City | [13 empty] | 26 | 26-Electrical |  |  |  |  | Category: Lighting Inverter | [9 empty] | TBD |  |  |  | TBD |  | TBD | [12 empty] | No | Yes | No | No | No
11240 |  | City | [13 empty] | 26 | 26-Electrical |  |  |  |  | Category: Panel Boards | [9 empty] | TBD |  |  |  | TBD |  | TBD | [12 empty] | No | Yes | No | No | No
11240 |  | City | [13 empty] | 26 | 26-Electrical |  |  |  |  | Category: Switchboards; Wall-Mounted Panelboards | [9 empty] | TBD |  |  |  | TBD |  | TBD | [12 empty] | No | Yes | No | No | No
11240 |  | City | [13 empty] | 26 | 26-Electrical |  |  |  |  | Category: Transformer | [9 empty] | TBD |  |  |  | TBD |  | TBD | [12 empty] | No | Yes | No | No | No
11240 |  | City | [13 empty] | 26 | 26-Electrical |  |  |  |  | Category: TVSS - Transient Voltage Surge Suppressor | [9 empty] | TBD |  |  |  | TBD |  | TBD | [12 empty] | No | Yes | No | No | No
11240 |  | City | [13 empty] | 26 | 26-Electrical |  |  |  |  | Category: Solar Panels | [9 empty] | TBD |  |  |  | TBD |  | TBD | [12 empty] | No | Yes | ? | No | No
11240 |  | City | [13 empty] | 26 | 26-Electrical |  |  |  |  | Category: Junction Boxes | [9 empty] | TBD |  |  |  | TBD |  | TBD | [12 empty] | No | No | No | No | No
11240 |  | City | [13 empty] | 26 | 26-Electrical |  |  |  |  | Category: Substation?? | [9 empty] | TBD |  |  |  | TBD |  | TBD | [12 empty] | No | No | No | No | No
11240 |  | City | [13 empty] | 26 | 26-Electrical |  |  |  |  | Category: Elec outlets / power outlets | [9 empty] | TBD |  |  |  | TBD |  | TBD | [12 empty] | No | ? | No | No | No
11240 |  | City | [13 empty] | 26 | 26-Electrical |  |  |  |  | Category: Wall Switch | [9 empty] | TBD |  |  |  | TBD |  | TBD | [12 empty] | No | ? | No | No | No
11240 |  | City | [13 empty] | 26 | 26-Electrical |  |  |  |  | Category: Cert of Compliance - Indoor Lighting (see 04-110817 E Sheets) | [9 empty] | TBD |  |  |  | TBD |  | TBD | [12 empty] | No | ? | No | No | No
11240 |  | City | [13 empty] | 26 | 26-Electrical |  |  |  |  | Category: Cert of Compliance - Outdoor Lighting (see 04-110817 E Sheets) | [9 empty] | TBD |  |  |  | TBD |  | TBD | [12 empty] | No | ? | No | No | No
11240 |  | City | [13 empty] | 27 | 27-Communications |  |  |  |  | Category: Assisted Listening System Receivers | [9 empty] | TBD |  |  |  | TBD |  | TBD | [12 empty] | No | Yes | Yes | Yes | Yes
11240 |  | City | [13 empty] | 27 | 27-Communications |  |  |  |  | Category: Projector (LCD - Ceiling Mounted) | [9 empty] | TBD |  |  |  | TBD |  | TBD | [12 empty] | No | Yes | Yes | Yes | Yes
11240 |  | City | [13 empty] | 27 | 27-Communications |  |  |  |  | Category: Teaching Podium Control Stations | [9 empty] | TBD |  |  |  | TBD |  | TBD | [12 empty] | No | Yes | Yes | Yes | Yes
11240 |  | City | [13 empty] | 27 | 27-Communications |  |  |  |  | Category: Television / Monitor | [9 empty] | TBD |  |  |  | TBD |  | TBD | [12 empty] | No | Yes | Yes | Yes | Yes
11240 |  | City | [13 empty] | 27 | 27-Communications |  |  |  |  | Category: Clocks | [9 empty] | TBD |  |  |  | TBD |  | TBD | [12 empty] | No | Yes | No | No | No
11240 |  | City | [13 empty] | 27 | 27-Communications |  |  |  |  | Category: Public Announcement System | [9 empty] | TBD |  |  |  | TBD |  | TBD | [12 empty] | No | Yes | No | No | No
11240 |  | City | [13 empty] | 27 | 27-Communications |  |  |  |  | Category: BlueRay/DVD/Video Streamer | [9 empty] | TBD |  |  |  | TBD |  | TBD | [12 empty] | No | Yes | ? | Yes | ?
11240 |  | City | [13 empty] | 27 | 27-Communications |  |  |  |  | Category: LCD Screens / Digital Signage | [9 empty] | TBD |  |  |  | TBD |  | TBD | [12 empty] | No | Yes | ? | No | No
11240 |  | City | [13 empty] | 27 | 27-Communications |  |  |  |  | Category: Data Outlet | [9 empty] | TBD |  |  |  | TBD |  | TBD | [12 empty] | No | No | ? | No | No
11240 |  | City | [13 empty] | 28 | 28-Elec-Safety-Security | Fire |  |  |  | Category: Heat Detector | [9 empty] | TBD |  |  |  | TBD |  | TBD | [12 empty] | No | Yes | ? | No | No
11240 |  | City | [13 empty] | 28 | 28-Elec-Safety-Security | Fire |  |  |  | Category: Horn/Strobe | [9 empty] | TBD |  |  |  | TBD |  | TBD | [12 empty] | No | Yes | ? | No | No
11240 |  | City | [13 empty] | 28 | 28-Elec-Safety-Security | Fire |  |  |  | Category: Manual Pull Stations | [9 empty] | TBD |  |  |  | TBD |  | TBD | [12 empty] | No | Yes | ? | No | No
11240 |  | City | [13 empty] | 28 | 28-Elec-Safety-Security | Fire |  |  |  | Category: Mini Horn | [9 empty] | TBD |  |  |  | TBD |  | TBD | [12 empty] | No | Yes | ? | No | No
11240 |  | City | [13 empty] | 28 | 28-Elec-Safety-Security | Security |  |  |  | Category: Motion Detector | [9 empty] | TBD |  |  |  | TBD |  | TBD | [12 empty] | No | Yes | ? | No | No
11240 |  | City | [13 empty] | 28 | 28-Elec-Safety-Security | Security |  |  |  | Category: Panic Switch | [9 empty] | TBD |  |  |  | TBD |  | TBD | [12 empty] | No | Yes | ? | No | No
11240 |  | City | [13 empty] | 28 | 28-Elec-Safety-Security |  |  |  |  | Category: Battery Backup -- see UPS | [9 empty] | TBD |  |  |  | TBD |  | TBD | [12 empty] | No | Yes | Yes | Yes | Yes
11240 |  | City | [13 empty] | 28 | 28-Elec-Safety-Security |  |  |  |  | Category: Card Reader / Security / Keypad | [9 empty] | TBD |  |  |  | TBD |  | TBD | [12 empty] | No | Yes | Yes | No | No
11240 |  | City | [13 empty] | 28 | 28-Elec-Safety-Security |  |  |  |  | Category: Door Contact | [9 empty] | TBD |  |  |  | TBD |  | TBD | [12 empty] | No | Yes | Yes | No | No
11240 |  | City | [13 empty] | 28 | 28-Elec-Safety-Security |  |  |  |  | Category: Fire Alarm LCD Annunciator Panel; Notifier Panels | [9 empty] | TBD |  |  |  | TBD |  | TBD | [12 empty] | No | Yes | Yes | No | No
11240 |  | City | [13 empty] | 28 | 28-Elec-Safety-Security |  |  |  |  | Category: Fire Sprinkler System (Existence of in Building) | [9 empty] | TBD |  |  |  | TBD |  | TBD | [12 empty] | No | Yes | Yes | No | No
11240 |  | City | [13 empty] | 28 | 28-Elec-Safety-Security |  |  |  |  | Category: Security Alarm/Keypad | [9 empty] | TBD |  |  |  | TBD |  | TBD | [12 empty] | No | Yes | Yes | No | No
11240 |  | City | [13 empty] | 28 | 28-Elec-Safety-Security |  |  |  |  | Category: Smoke Guard | [9 empty] | TBD |  |  |  | TBD |  | TBD | [12 empty] | No | Yes | No | No | No
11240 |  | City | [13 empty] | 28 | 28-Elec-Safety-Security |  |  |  |  | Category: Access Control Panel | [9 empty] | TBD |  |  |  | TBD |  | TBD | [12 empty] | No | Yes | No | No | No
11240 |  | City | [13 empty] | 28 | 28-Elec-Safety-Security |  |  |  |  | Category: Emergency Telephone Box; Emergency Wall Phone | [9 empty] | TBD |  |  |  | TBD |  | TBD | [12 empty] | No | Yes | No | No | No
11240 |  | City | [13 empty] | 28 | 28-Elec-Safety-Security |  |  |  |  | Category: Fire Alarm Relays | [9 empty] | TBD |  |  |  | TBD |  | TBD | [12 empty] | No | Yes | No | No | No
11240 |  | City | [13 empty] | 28 | 28-Elec-Safety-Security |  |  |  |  | Category: Fire Alarm Transponder | [9 empty] | TBD |  |  |  | TBD |  | TBD | [12 empty] | No | Yes | No | No | No
11240 |  | City | [13 empty] | 28 | 28-Elec-Safety-Security |  |  |  |  | Category: Fire Smoke Dampers | [9 empty] | TBD |  |  |  | TBD |  | TBD | [12 empty] | No | Yes | No | No | No
11240 |  | City | [13 empty] | 28 | 28-Elec-Safety-Security |  |  |  |  | Category: Fire Sprinkler Control Panel | [9 empty] | TBD |  |  |  | TBD |  | TBD | [12 empty] | No | Yes | No | No | No
11240 |  | City | [13 empty] | 28 | 28-Elec-Safety-Security |  |  |  |  | Category: Carbon Dioxide Sensor | [9 empty] | TBD |  |  |  | TBD |  | TBD | [12 empty] | No | Yes | ? | No | No
11240 |  | City | [13 empty] | 28 | 28-Elec-Safety-Security |  |  |  |  | Category: FACP - Fire Alarm Control Panel | [9 empty] | TBD |  |  |  | TBD |  | TBD | [12 empty] | No | Yes | ? | No | No
11240 |  | City | [13 empty] | 28 | 28-Elec-Safety-Security |  |  |  |  | Category: FATC - Fire Alarm Terminal Cabinet | [9 empty] | TBD |  |  |  | TBD |  | TBD | [12 empty] | No | Yes | ? | No | No
11240 |  | City | [13 empty] | 28 | 28-Elec-Safety-Security |  |  |  |  | Category: Fire Strobes | [9 empty] | TBD |  |  |  | TBD |  | TBD | [12 empty] | No | Yes | ? | No | No
11240 |  | City | [13 empty] | 28 | 28-Elec-Safety-Security |  |  |  |  | Category: FSCP - Firefighter's Smoke Control Panel | [9 empty] | TBD |  |  |  | TBD |  | TBD | [12 empty] | No | Yes | ? | No | No
11240 |  | City | [13 empty] | 28 | 28-Elec-Safety-Security |  |  |  |  | Category: Knox Box | [9 empty] | TBD |  |  |  | TBD |  | TBD | [12 empty] | No | Yes | ? | No | No
11240 |  | City | [13 empty] | 28 | 28-Elec-Safety-Security |  |  |  |  | Category: Pre-Action Release Panel | [9 empty] | TBD |  |  |  | TBD |  | TBD | [12 empty] | No | Yes | ? | No | No
11240 |  | City | [13 empty] | 28 | 28-Elec-Safety-Security |  |  |  |  | Category: Projector Alarm with Relay | [9 empty] | TBD |  |  |  | TBD |  | TBD | [12 empty] | No | Yes | ? | No | No
11240 |  | City | [13 empty] | 28 | 28-Elec-Safety-Security |  |  |  |  | Category: SCDC - Smoke Control Damper Cabinet | [9 empty] | TBD |  |  |  | TBD |  | TBD | [12 empty] | No | Yes | ? | No | No
11240 |  | City | [13 empty] | 28 | 28-Elec-Safety-Security |  |  |  |  | Category: SCTC - Smoke Control Terminal Cabinet | [9 empty] | TBD |  |  |  | TBD |  | TBD | [12 empty] | No | Yes | ? | No | No
11240 |  | City | [13 empty] | 28 | 28-Elec-Safety-Security |  |  |  |  | Category: Security Cameras (CCTV?) | [9 empty] | TBD |  |  |  | TBD |  | TBD | [12 empty] | No | Yes | ? | No | No
11240 |  | City | [13 empty] | 28 | 28-Elec-Safety-Security |  |  |  |  | Category: Smoke Detectors | [9 empty] | TBD |  |  |  | TBD |  | TBD | [12 empty] | No | Yes | ? | No | No
11240 |  | City | [13 empty] | 31 | 31-Earthwork |  |  |  |  | Category: Retaining Walls | [9 empty] | TBD |  |  |  | TBD |  | TBD | [12 empty] | No | No | No | No | No
11240 |  | City | [13 empty] | 31 | 31-Earthwork |  |  |  |  | Category: Caissons | [9 empty] | TBD |  |  |  | TBD |  | TBD | [12 empty] | No | No | No | No | No
11240 |  | City | [13 empty] | 32 | 32-Ext-Improvements |  |  |  |  | Category: Site benches | [9 empty] | TBD |  |  |  | TBD |  | TBD | [12 empty] | No | Yes | Yes | Yes | No
11240 |  | City | [13 empty] | 32 | 32-Ext-Improvements |  |  |  |  | Category: Exterior kiosk | [9 empty] | TBD |  |  |  | TBD |  | TBD | [12 empty] | No | Yes | Yes | Yes | Yes
11240 |  | City | [13 empty] | 32 | 32-Ext-Improvements |  |  |  |  | Category: ADA Curb Ramps | [9 empty] | TBD |  |  |  | TBD |  | TBD | [12 empty] | No | Yes | No | No | No
11240 |  | City | [13 empty] | 32 | 32-Ext-Improvements |  |  |  |  | Category: ADA Ramps | [9 empty] | TBD |  |  |  | TBD |  | TBD | [12 empty] | No | Yes | No | No | No
11240 |  | City | [13 empty] | 32 | 32-Ext-Improvements |  |  |  |  | Category: Traffic Control - Signs/Speed Bumps | [9 empty] | TBD |  |  |  | TBD |  | TBD | [12 empty] | No | Yes | No | No | No
11240 |  | City | [13 empty] | 32 | 32-Ext-Improvements |  |  |  |  | Category: Trees | [9 empty] | TBD |  |  |  | TBD |  | TBD | [12 empty] | No | Yes | No | No | No
11240 |  | City | [13 empty] | 32 | 32-Ext-Improvements |  |  |  |  | Category: Motorized Gate / Controllers | [9 empty] | TBD |  |  |  | TBD |  | TBD | [12 empty] | No | Yes | No | No | No
11240 |  | City | [13 empty] | 32 | 32-Ext-Improvements |  |  |  |  | Category: Parking sensors | [9 empty] | TBD |  |  |  | TBD |  | TBD | [12 empty] | No | Yes | No | No | No
11240 |  | City | [13 empty] | 32 | 32-Ext-Improvements |  |  |  |  | Category: Patio furniture | [9 empty] | TBD |  |  |  | TBD |  | TBD | [12 empty] | No | Yes | No | Yes | No
11240 |  | City | [13 empty] | 32 | 32-Ext-Improvements |  |  |  |  | Category: Backflow Device | [9 empty] | TBD |  |  |  | TBD |  | TBD | [12 empty] | No | Yes | ? | No | No
11240 |  | City | [13 empty] | 32 | 32-Ext-Improvements |  |  |  |  | Category: Flow Sensor | [9 empty] | TBD |  |  |  | TBD |  | TBD | [12 empty] | No | Yes | ? | No | No
11240 |  | City | [13 empty] | 32 | 32-Ext-Improvements |  |  |  |  | Category: Irrigation Controller | [9 empty] | TBD |  |  |  | TBD |  | TBD | [12 empty] | No | Yes | ? | No | No
11240 |  | City | [13 empty] | 32 | 32-Ext-Improvements |  |  |  |  | Category: Irrigation Heads/Bubblers | [9 empty] | TBD |  |  |  | TBD |  | TBD | [12 empty] | No | Yes | ? | No | No
11240 |  | City | [13 empty] | 32 | 32-Ext-Improvements |  |  |  |  | Category: Irrigation Meter | [9 empty] | TBD |  |  |  | TBD |  | TBD | [12 empty] | No | Yes | ? | No | No
11240 |  | City | [13 empty] | 32 | 32-Ext-Improvements |  |  |  |  | Category: Irrigation Valves - in General | [9 empty] | TBD |  |  |  | TBD |  | TBD | [12 empty] | No | Yes | ? | No | No
11240 |  | City | [13 empty] | 32 | 32-Ext-Improvements |  |  |  |  | Category: Exterior Temperature Sensor | [9 empty] | TBD |  |  |  | TBD |  | TBD | [12 empty] | No | Yes | ? | No | No
11240 |  | City | [13 empty] | 32 | 32-Ext-Improvements |  |  |  |  | Category: Curb and Gutter | [9 empty] | TBD |  |  |  | TBD |  | TBD | [12 empty] | No | No | No | No | No
11240 |  | City | [13 empty] | 32 | 32-Ext-Improvements |  |  |  |  | Category: Curb Ramps | [9 empty] | TBD |  |  |  | TBD |  | TBD | [12 empty] | No | No | No | No | No
11240 |  | City | [13 empty] | 32 | 32-Ext-Improvements |  |  |  |  | Category: Driveway/Hardscape/Pavers | [9 empty] | TBD |  |  |  | TBD |  | TBD | [12 empty] | No | No | No | No | No
11240 |  | City | [13 empty] | 32 | 32-Ext-Improvements |  |  |  |  | Category: Downspouts | [9 empty] | TBD |  |  |  | TBD |  | TBD | [12 empty] | No | No | No | No | No
11240 |  | City | [13 empty] | 32 | 32-Ext-Improvements |  |  |  |  | Category: Fence | [9 empty] | TBD |  |  |  | TBD |  | TBD | [12 empty] | No | No | No | No | No
11240 |  | City | [13 empty] | 32 | 32-Ext-Improvements |  |  |  |  | Category: Irrigation Valves (Air Relief Valve) | [9 empty] | TBD |  |  |  | TBD |  | TBD | [12 empty] | No | No | No | No | No
11240 |  | City | [13 empty] | 32 | 32-Ext-Improvements |  |  |  |  | Category: Irrigation Valves (Ball Valve) | [9 empty] | TBD |  |  |  | TBD |  | TBD | [12 empty] | No | No | No | No | No
11240 |  | City | [13 empty] | 32 | 32-Ext-Improvements |  |  |  |  | Category: Irrigation Valves (Master Control) | [9 empty] | TBD |  |  |  | TBD |  | TBD | [12 empty] | No | No | No | No | No
11240 |  | City | [13 empty] | 32 | 32-Ext-Improvements |  |  |  |  | Category: Irrigation Valves (Quick Coupler Valve) | [9 empty] | TBD |  |  |  | TBD |  | TBD | [12 empty] | No | No | No | No | No
11240 |  | City | [13 empty] | 32 | 32-Ext-Improvements |  |  |  |  | Category: Irrigation Valves (Remote Control) | [9 empty] | TBD |  |  |  | TBD |  | TBD | [12 empty] | No | No | No | No | No
11240 |  | City | [13 empty] | 32 | 32-Ext-Improvements |  |  |  |  | Category: Asphalt | [9 empty] | TBD |  |  |  | TBD |  | TBD | [12 empty] | No | No | No | No | No
11240 |  | City | [13 empty] | 32 | 32-Ext-Improvements |  |  |  |  | Category: Bollards | [9 empty] | TBD |  |  |  | TBD |  | TBD | [12 empty] | No | No | No | No | No
11240 |  | City | [13 empty] | 32 | 32-Ext-Improvements |  |  |  |  | Category: Gate - Non-Motorized | [9 empty] | TBD |  |  |  | TBD |  | TBD | [12 empty] | No | No | No | No | No
11240 |  | City | [13 empty] | 32 | 32-Ext-Improvements |  |  |  |  | Category: Iron Fencing | [9 empty] | TBD |  |  |  | TBD |  | TBD | [12 empty] | No | No | No | No | No
11240 |  | City | [13 empty] | 32 | 32-Ext-Improvements |  |  |  |  | Category: Parking Stops | [9 empty] | TBD |  |  |  | TBD |  | TBD | [12 empty] | No | No | No | No | No
11240 |  | City | [13 empty] | 32 | 32-Ext-Improvements |  |  |  |  | Category: Sidewalk / Exterior | [9 empty] | TBD |  |  |  | TBD |  | TBD | [12 empty] | No | No | No | No | No
11240 |  | City | [13 empty] | 33 | 33-Utilities |  |  |  |  | Category: Exterior Drain | [9 empty] | TBD |  |  |  | TBD |  | TBD | [12 empty] | No | Yes | Yes | No | No
11240 |  | City | [13 empty] | 33 | 33-Utilities |  |  |  |  | Category: Sewer Lateral | [9 empty] | TBD |  |  |  | TBD |  | TBD | [12 empty] | No | Yes | Yes | No | No
11240 |  | City | [13 empty] | 33 | 33-Utilities |  |  |  |  | Category: Sewer Line | [9 empty] | TBD |  |  |  | TBD |  | TBD | [12 empty] | No | Yes | Yes | No | No
11240 |  | City | [13 empty] | 33 | 33-Utilities |  |  |  |  | Category: Sewer Manhole/Box | [9 empty] | TBD |  |  |  | TBD |  | TBD | [12 empty] | No | Yes | Yes | No | No
11240 |  | City | [13 empty] | 33 | 33-Utilities |  |  |  |  | Category: Storm Drain | [9 empty] | TBD |  |  |  | TBD |  | TBD | [12 empty] | No | Yes | Yes | No | No
11240 |  | City | [13 empty] | 33 | 33-Utilities |  |  |  |  | Category: Storm Drain Manhole/Box | [9 empty] | TBD |  |  |  | TBD |  | TBD | [12 empty] | No | Yes | Yes | No | No
11240 |  | City | [13 empty] | 33 | 33-Utilities |  |  |  |  | Category: SWPPP BMP's | [9 empty] | TBD |  |  |  | TBD |  | TBD | [12 empty] | No | Yes | Yes | No | No
11240 |  | City | [13 empty] | 33 | 33-Utilities |  |  |  |  | Category: Water Lateral | [9 empty] | TBD |  |  |  | TBD |  | TBD | [12 empty] | No | Yes | Yes | No | No
11240 |  | City | [13 empty] | 33 | 33-Utilities |  |  |  |  | Category: Water Line | [9 empty] | TBD |  |  |  | TBD |  | TBD | [12 empty] | No | Yes | Yes | No | No
11240 |  | City | [13 empty] | 33 | 33-Utilities |  |  |  |  | Category: Water Meter Box | [9 empty] | TBD |  |  |  | TBD |  | TBD | [12 empty] | No | Yes | Yes | No | No
11240 |  | City | [13 empty] | 33 | 33-Utilities |  |  |  |  | Category: Gas Meters | [9 empty] | TBD |  |  |  | TBD |  | TBD | [12 empty] | No | Yes | Yes | No | No
11240 |  | City | [13 empty] | 33 | 33-Utilities |  |  |  |  | Category: Items with Pilot Lights (need to get re-lit after gas shutdown) | [9 empty] | TBD |  |  |  | TBD |  | TBD | [12 empty] | No | Yes | ? | No | No
11240 |  | City | [13 empty] | 33 | 33-Utilities |  |  |  |  | Category: Water Valve - types | [9 empty] | TBD |  |  |  | TBD |  | TBD | [12 empty] | No | Yes | ? | No | No
11240 |  | City | [13 empty] | 44 | 44-Pollution-Waste-Equip |  |  |  |  | Category: HazMat Storage | [9 empty] | TBD |  |  |  | TBD |  | TBD | [12 empty] | No | Yes | ? | No | Yes
11240 |  | City | [13 empty] | 45 | 45-Industry | Science |  |  |  | Category: Equipment - Science - Chemistry | [9 empty] | TBD |  |  |  | TBD |  | TBD | [12 empty] | No | Yes | Yes | Yes | Yes
11240 |  | City | [13 empty] | 45 | 45-Industry | Science |  |  |  | Category: Equipment - Science - Other | [9 empty] | TBD |  |  |  | TBD |  | TBD | [12 empty] | No | Yes | Yes | Yes | Yes
11240 |  | City | [13 empty] | 45 | 45-Industry | Science |  |  |  | Category: Equipment - Science - Astronomy | [9 empty] | TBD |  |  |  | TBD |  | TBD | [12 empty] | No | Yes | Yes | Yes | Yes
11240 |  | City | [13 empty] | 45 | 45-Industry | Science |  |  |  | Category: Equipment - Science - Biology | [9 empty] | TBD |  |  |  | TBD |  | TBD | [12 empty] | No | Yes | Yes | Yes | Yes
11240 |  | City | [13 empty] | 45 | 45-Industry | Science |  |  |  | Category: Equipment - Science - Cadaver / Equip | [9 empty] | TBD |  |  |  | TBD |  | TBD | [12 empty] | No | Yes | ? | Yes | No
11240 |  | City | [13 empty] | 45 | 45-Industry |  |  |  |  | Category: Fume Hoods | [9 empty] | TBD |  |  |  | TBD |  | TBD | [12 empty] | No | Yes | Yes | Yes | No
11240 |  | City | [13 empty] | 45 | 45-Industry |  |  |  |  | Category: Equipment - Sewing | [9 empty] | TBD |  |  |  | TBD |  | TBD | [12 empty] | No | Yes | Yes | Yes | Yes
11240 |  | City | [13 empty] | 45 | 45-Industry |  |  |  |  | Category: Equipment - Auto | [9 empty] | TBD |  |  |  | TBD |  | TBD | [12 empty] | No | Yes | Yes | Yes | Yes
11240 |  | City | [13 empty] | 45 | 45-Industry |  |  |  |  | Category: Equipment - Educational Electrical | [9 empty] | TBD |  |  |  | TBD |  | TBD | [12 empty] | No | Yes | Yes | Yes | Yes
11240 |  | City | [13 empty] | 45 | 45-Industry |  |  |  |  | Category: Equipment - Educational HVAC | [9 empty] | TBD |  |  |  | TBD |  | TBD | [12 empty] | No | Yes | Yes | Yes | Yes
11240 |  | City | [13 empty] | 45 | 45-Industry |  |  |  |  | Category: Equipment - Educational IT/GIS | [9 empty] | TBD |  |  |  | TBD |  | TBD | [12 empty] | No | Yes | Yes | Yes | Yes
11240 |  | City | [13 empty] | 45 | 45-Industry |  |  |  |  | Category: Equipment - Fine Art (i.e. Kilns) | [9 empty] | TBD |  |  |  | TBD |  | TBD | [12 empty] | No | Yes | Yes | Yes | Yes
11240 |  | City | [13 empty] | 45 | 45-Industry |  |  |  |  | Category: Equipment - Fitness / Exercise | [9 empty] | TBD |  |  |  | TBD |  | TBD | [12 empty] | No | Yes | Yes | Yes | Yes
11240 |  | City | [13 empty] | 45 | 45-Industry |  |  |  |  | Category: Equipment - Manufacturing Machinery | [9 empty] | TBD |  |  |  | TBD |  | TBD | [12 empty] | No | Yes | Yes | Yes | Yes
11240 |  | City | [13 empty] | 45 | 45-Industry |  |  |  |  | Category: Equipment - Medical / Dental | [9 empty] | TBD |  |  |  | TBD |  | TBD | [12 empty] | No | Yes | Yes | Yes | Yes
11240 |  | City | [13 empty] | 45 | 45-Industry |  |  |  |  | Category: Equipment - Agriculture (Greenhouse) | [9 empty] | TBD |  |  |  | TBD |  | TBD | [12 empty] | No | Yes | No | Yes | No
11240 |  | City | [13 empty] | 45 | 45-Industry |  |  |  |  | Category: Equipment - Animal Health | [9 empty] | TBD |  |  |  | TBD |  | TBD | [12 empty] | No | Yes | No | Yes | No
11240 |  | City | [13 empty] | 45 | 45-Industry |  |  |  |  | Category: Equipment - Aviation | [9 empty] | TBD |  |  |  | TBD |  | TBD | [12 empty] | No | Yes | No | Yes | No
11240 |  | City | [13 empty] | 45 | 45-Industry |  |  |  |  | Category: Equipment - Cosmotology / Fashion | [9 empty] | TBD |  |  |  | TBD |  | TBD | [12 empty] | No | Yes | No | Yes | No
11240 |  | City | [13 empty] | 45 | 45-Industry |  |  |  |  | Category: Equipment - Culinary | [9 empty] | TBD |  |  |  | TBD |  | TBD | [12 empty] | No | Yes | No | Yes | No
11240 |  | City | [13 empty] | 45 | 45-Industry |  |  |  |  | Category: Equipment - Fire EMT | [9 empty] | TBD |  |  |  | TBD |  | TBD | [12 empty] | No | Yes | No | Yes | No
11240 |  | City | [13 empty] | 45 | 45-Industry |  |  |  |  | Category: Equipment - Photography | [9 empty] | TBD |  |  |  | TBD |  | TBD | [12 empty] | No | Yes | No | Yes | No
11240 |  | City | [13 empty] | 45 | 45-Industry |  |  |  |  | Category: Equipment - Radio Station | [9 empty] | TBD |  |  |  | TBD |  | TBD | [12 empty] | No | Yes | No | Yes | No
11240 |  | City | [13 empty] | 45 | 45-Industry |  |  |  |  | Category: Equipment - Educational - Other | [9 empty] | TBD |  |  |  | TBD |  | TBD | [12 empty] | No | Yes | No | Yes | No
11240 |  | City | [13 empty] | 45 | 45-Industry |  |  |  |  | Category: Equipment - Theatre / Costuming | [9 empty] | TBD |  |  |  | TBD |  | TBD | [12 empty] | No | Yes | No | Yes | No
11240 |  | City | [13 empty] | 45 | 45-Industry |  |  |  |  | Category: Equipment - TV Studio | [9 empty] | TBD |  |  |  | TBD |  | TBD | [12 empty] | No | Yes | No | Yes | No
11240 |  | City | [13 empty] | 45 | 45-Industry |  |  |  |  | Category: Equipment - EVOC | [9 empty] | TBD |  |  |  | TBD |  | TBD | [12 empty] | No | Yes | No | Yes | No
11240 |  | City | [13 empty] | 45 | 45-Industry |  |  |  |  | Category: Emergency Eyewash Stations (2/26/18 CW says no systematic plan to check on jobwalk) | [9 empty] | TBD |  |  |  | TBD |  | TBD | [12 empty] | No | Yes | No | Yes | No
11240 |  | City | [13 empty] | 45 | 45-Industry |  |  |  |  | Category: Equipment - Sports (i.e. Pole Vault Mats) | [9 empty] | TBD |  |  |  | TBD |  | TBD | [12 empty] | No | Yes | ? | No | No
11240 |  | City | [13 empty] | 45 | 45-Industry |  |  |  |  | Category: Equipment - Music | [9 empty] | TBD |  |  |  | TBD |  | TBD | [12 empty] | No | Yes | ? | Yes | No
11240 |  | City | [13 empty] | 45 | 45-Industry |  |  |  |  | Category: Chemical Shelf / Storage Cabinet for Flammable Storage | [9 empty] | TBD |  |  |  | TBD |  | TBD | [12 empty] | No | Yes | ? | No | No
11240 |  | City | [13 empty] | A-50 | A-50-Furniture |  |  |  |  | Category: filing cabinets | [9 empty] | TBD |  |  |  | TBD |  | TBD | [12 empty] | No | Yes | Yes | Yes | Yes
11240 |  | City | [13 empty] | A-50 | A-50-Furniture |  |  |  |  | Category: tables | [9 empty] | TBD |  |  |  | TBD |  | TBD | [12 empty] | No | Yes | Yes | Yes | Yes
11240 |  | City | [13 empty] | A-50 | A-50-Furniture |  |  |  |  | Category: desks | [9 empty] | TBD |  |  |  | TBD |  | TBD | [12 empty] | No | Yes | Yes | Yes | Yes
11240 |  | City | [13 empty] | A-50 | A-50-Furniture |  |  |  |  | Category: chairs | [9 empty] | TBD |  |  |  | TBD |  | TBD | [12 empty] | No | Yes | Yes | Yes | Yes
11240 |  | City | [13 empty] | A-51 | A-51-Info-Tech |  |  |  |  | Category: desk-lights | [9 empty] | TBD |  |  |  | TBD |  | TBD | [12 empty] | Yes | No | No | No | No
11240 |  | City | [13 empty] | A-51 | A-51-Info-Tech |  |  |  |  | Category: keyboards / mice | [9 empty] | TBD |  |  |  | TBD |  | TBD | [12 empty] | Yes | No | No | No | No
11240 |  | City | [13 empty] | A-51 | A-51-Info-Tech |  |  |  |  | Category: computers | [9 empty] | TBD |  |  |  | TBD |  | TBD | [12 empty] | No | Yes | Yes | Yes | Yes
11240 |  | City | [13 empty] | A-51 | A-51-Info-Tech |  |  |  |  | Category: servers | [9 empty] | TBD |  |  |  | TBD |  | TBD | [12 empty] | No | Yes | Yes | Yes | Yes
11240 |  | City | [13 empty] | A-51 | A-51-Info-Tech |  |  |  |  | Category: printers / copiers / scanners | [9 empty] | TBD |  |  |  | TBD |  | TBD | [12 empty] | No | Yes | Yes | Yes | Yes
11240 |  | City | [13 empty] | A-51 | A-51-Info-Tech |  |  |  |  | Category: server UPS | [9 empty] | TBD |  |  |  | TBD |  | TBD | [12 empty] | No | Yes | Yes | Yes | ?
11240 |  | City | [13 empty] | A-51 | A-51-Info-Tech |  |  |  |  | Category: software | [9 empty] | TBD |  |  |  | TBD |  | TBD | [12 empty] | No | Yes | Yes | No | ?
11240 |  | City | [13 empty] | A-52 | A-52-Police Equip |  |  |  |  | Category: Weapons | [9 empty] | TBD |  |  |  | TBD |  | TBD | [12 empty] | No | Yes | Yes | Yes | ?
11240 |  | City | [13 empty] | A-53 | A-53-MO Equip |  |  |  |  | Category: Tools (over $200) | [9 empty] | TBD |  |  |  | TBD |  | TBD | [12 empty] | No | Yes | Yes | Yes | No
11240 |  | City | [13 empty] | A-53 | A-53-MO Equip |  |  |  |  | Category: compressors | [9 empty] | TBD |  |  |  | TBD |  | TBD | [12 empty] | No | Yes | Yes | Yes | No
11240 |  | City | [13 empty] | A-53 | A-53-MO Equip |  |  |  |  | Category: Forklifts, etc (DSC); cranes | [9 empty] | TBD |  |  |  | TBD |  | TBD | [12 empty] | No | Yes | Yes | Yes | Yes
11240 |  | City | [13 empty] | A-54 | A-54-Vehicles |  |  |  |  | Category: Cars / Carts (DSC) | [9 empty] | TBD |  |  |  | TBD |  | TBD | [12 empty] | No | Yes | Yes | Yes | Yes

## 11250
Project# | ProjectName | Campus | Building | Fusion# | Floor | Room | RoomName | Latitude | Longitide | GeneralvsFixed | AssetIDNo | FAIDNo | Make | Model | SerialNo | CSI Div | CSI | SubGroup01 | SubGroup02 | SubGroup03 | SubGroup04 | Item | ClassPriority | ClassCompliance | ClassInterconnect | ClassWarranty | ClassCondition | ClassBlanket | Takeoff | Callout | Sheet | OM | OMBinderNo | OMTabNo | OMDigital | Submittal | SubmittalDigital | EqWarranty | EqWarrantyDigital | EqWarrantyDuration | EqWarrantyStarts | EqWarrantyExpires | LifeCycleDuration | LifeCycleExpires | ServiceContract | ServiceContractCo | DistrictResponsible | OrigContractor | OrigContract | CostEstimateatStart | Item a Consumable ? | Recommend Indiv item Tracking? | Currently Indiv item tracked? | Recommend Waldrop ID Tag? | Currently Waldrop ID Tag?
11250 |  | City | [13 empty] | 5 | 05-Metals |  |  |  |  | Category: Misc Metal | [9 empty] | TBD |  |  |  | TBD |  | TBD | [12 empty] | No | No | No | No | No
11250 |  | City | [13 empty] | 6 | 06-Wood, Plastics, etc. |  |  |  |  | Category: Casework / Shelving / Counters | [9 empty] | TBD |  |  |  | TBD |  | TBD | [12 empty] | No | Yes | No | No | No
11250 |  | City | [13 empty] | 7 | 07-Thermal/Moisture-Protect |  |  |  |  | Category: Composite Metal Panel | [9 empty] | TBD |  |  |  | TBD |  | TBD | [12 empty] | No | Yes | No | No | No
11250 |  | City | [13 empty] | 7 | 07-Thermal/Moisture-Protect |  |  |  |  | Category: Rain Screen System | [9 empty] | TBD |  |  |  | TBD |  | TBD | [12 empty] | No | Yes | No | No | No
11250 |  | City | [13 empty] | 7 | 07-Thermal/Moisture-Protect |  |  |  |  | Category: Roof Accessories (i.e roof ladder; roof hatch) | [9 empty] | TBD |  |  |  | TBD |  | TBD | [12 empty] | No | Yes | No | No | No
11250 |  | City | [13 empty] | 7 | 07-Thermal/Moisture-Protect |  |  |  |  | Category: Roofing (PVC) and other | [9 empty] | TBD |  |  |  | TBD |  | TBD | [12 empty] | No | Yes | No | No | No
11250 |  | City | [13 empty] | 7 | 07-Thermal/Moisture-Protect |  |  |  |  | Category: Waterproofing (Other) | [9 empty] | TBD |  |  |  | TBD |  | TBD | [12 empty] | No | Yes | No | No | No
11250 |  | City | [13 empty] | 7 | 07-Thermal/Moisture-Protect |  |  |  |  | Category: Roof Walking Pad | [9 empty] | TBD |  |  |  | TBD |  | TBD | [12 empty] | No | No | No | No | No
11250 |  | City | [13 empty] | 7 | 07-Thermal/Moisture-Protect |  |  |  |  | Category: Solar Glass (see Solar Panels) | [9 empty] | TBD |  |  |  | TBD |  | TBD | [12 empty] | No | No | No | No | No
11250 |  | City | [13 empty] | 8 | 08-Openings |  |  |  |  | Category: Access Door | [9 empty] | TBD |  |  |  | TBD |  | TBD | [12 empty] | No | Yes | No | No | No
11250 |  | City | [13 empty] | 8 | 08-Openings |  |  |  |  | Category: Curtain Wall Exterior Window System | [9 empty] | TBD |  |  |  | TBD |  | TBD | [12 empty] | No | Yes | No | No | No
11250 |  | City | [13 empty] | 8 | 08-Openings |  |  |  |  | Category: Doors | [9 empty] | TBD |  |  |  | TBD |  | TBD | [12 empty] | No | Yes | No | No | No
11250 |  | City | [13 empty] | 8 | 08-Openings |  |  |  |  | Category: Hardware - panic devices | [9 empty] | TBD |  |  |  | TBD |  | TBD | [12 empty] | No | Yes | No | No | No
11250 |  | City | [13 empty] | 8 | 08-Openings |  |  |  |  | Category: Overhead coiling doors | [9 empty] | TBD |  |  |  | TBD |  | TBD | [12 empty] | No | Yes | No | No | No
11250 |  | City | [13 empty] | 8 | 08-Openings |  |  |  |  | Category: SolarTubes (Operable and not operable) | [9 empty] | TBD |  |  |  | TBD |  | TBD | [12 empty] | No | Yes | No | No | No
11250 |  | City | [13 empty] | 8 | 08-Openings |  |  |  |  | Category: Windows / Glazing | [9 empty] | TBD |  |  |  | TBD |  | TBD | [12 empty] | No | Yes | No | No | No
11250 |  | City | [13 empty] | 8 | 08-Openings |  |  |  |  | Category: Door Hardware - related to FLS; panic hardware/ elec door holdopens / (see also ADA access buttons) | [9 empty] | TBD |  |  |  | TBD |  | TBD | [12 empty] | No | Yes | ? | No | No
11250 |  | City | [13 empty] | 9 | 09-Finishes |  |  |  |  | Category: Paint (use for take-off SF estimates of paint?? - planning) | [9 empty] | TBD |  |  |  | TBD |  | TBD | [12 empty] | Yes | Yes | No | No | No
11250 |  | City | [13 empty] | 9 | 09-Finishes |  |  |  |  | Category: Anti-Graffiti Coating | [9 empty] | TBD |  |  |  | TBD |  | TBD | [12 empty] | Yes | No | No | No | No
11250 |  | City | [13 empty] | 9 | 09-Finishes |  |  |  |  | Category: Acoustic Panel Ceiling | [9 empty] | TBD |  |  |  | TBD |  | TBD | [12 empty] | No | Yes | No | No | No
11250 |  | City | [13 empty] | 9 | 09-Finishes |  |  |  |  | Category: Flooring - carpet | [9 empty] | TBD |  |  |  | TBD |  | TBD | [12 empty] | No | Yes | No | No | no
11250 |  | City | [13 empty] | 9 | 09-Finishes |  |  |  |  | Category: Flooring - other | [9 empty] | TBD |  |  |  | TBD |  | TBD | [12 empty] | No | Yes | No | No | No
11250 |  | City | [13 empty] | 9 | 09-Finishes |  |  |  |  | Category: Flooring - vct | [9 empty] | TBD |  |  |  | TBD |  | TBD | [12 empty] | No | Yes | No | No | No
11250 |  | City | [13 empty] | 9 | 09-Finishes |  |  |  |  | Category: Wall covering (fabric vs frp etc) - track manufacturer | [9 empty] | TBD |  |  |  | TBD |  | TBD | [12 empty] | No | Yes | No | No | No
11250 |  | City | [13 empty] | 10 | 10-Specialties | Restroom |  |  |  | Category: Paper Towel Dispenser | [9 empty] | TBD |  |  |  | TBD |  | TBD | [12 empty] | Yes | No | No | No | No
11250 |  | City | [13 empty] | 10 | 10-Specialties | Restroom |  |  |  | Category: Soap Dispenser | [9 empty] | TBD |  |  |  | TBD |  | TBD | [12 empty] | Yes | No | No | No | No
11250 |  | City | [13 empty] | 10 | 10-Specialties | Restroom |  |  |  | Category: Toilet Paper Dispenser | [9 empty] | TBD |  |  |  | TBD |  | TBD | [12 empty] | Yes | No | No | No | No
11250 |  | City | [13 empty] | 10 | 10-Specialties | Restroom |  |  |  | Category: Toilet Seat Cover Dispenser | [9 empty] | TBD |  |  |  | TBD |  | TBD | [12 empty] | Yes | No | No | No | No
11250 |  | City | [13 empty] | 10 | 10-Specialties | Restroom |  |  |  | Category: Elec Hand Dryer | [9 empty] | TBD |  |  |  | TBD |  | TBD | [12 empty] | No | Yes | No | No | No
11250 |  | City | [13 empty] | 10 | 10-Specialties | Restroom |  |  |  | Category: Sanitary Napkin/Tampon Dispenser | [9 empty] | TBD |  |  |  | TBD |  | TBD | [12 empty] | No | Yes | No | No | No
11250 |  | City | [13 empty] | 10 | 10-Specialties | Restroom |  |  |  | Category: Toilet & Urinal Compartments / Bathroom Stalls | [9 empty] | TBD |  |  |  | TBD |  | TBD | [12 empty] | No | Yes | No | No | No
11250 |  | City | [13 empty] | 10 | 10-Specialties | Restroom |  |  |  | Category: Baby Changing Apparatus in Bathroom | [9 empty] | TBD |  |  |  | TBD |  | TBD | [12 empty] | No | Yes | No | No | No
11250 |  | City | [13 empty] | 10 | 10-Specialties | Restroom |  |  |  | Category: ADA Bathroom Grab Bars | [9 empty] | TBD |  |  |  | TBD |  | TBD | [12 empty] | No | No | No | No | No
11250 |  | City | [13 empty] | 10 | 10-Specialties | Restroom |  |  |  | Category: Bathroom trash can (recessed) | [9 empty] | TBD |  |  |  | TBD |  | TBD | [12 empty] | No | No | No | No | No
11250 |  | City | [13 empty] | 10 | 10-Specialties | Restroom |  |  |  | Category: Mirror | [9 empty] | TBD |  |  |  | TBD |  | TBD | [12 empty] | No | No | No | No | No
11250 |  | City | [13 empty] | 10 | 10-Specialties |  |  |  |  | Category: Tack Board - small | [9 empty] | TBD |  |  |  | TBD |  | TBD | [12 empty] | Yes | No | No | No | No
11250 |  | City | [13 empty] | 10 | 10-Specialties |  |  |  |  | Category: White Boards - small | [9 empty] | TBD |  |  |  | TBD |  | TBD | [12 empty] | Yes | No | No | No | No
11250 |  | City | [13 empty] | 10 | 10-Specialties |  |  |  |  | Category: Fire Extinguishers /FE Cabinets | [9 empty] | TBD |  |  |  | TBD |  | TBD | [12 empty] | No | Yes | Yes | Yes | No
11250 |  | City | [13 empty] | 10 | 10-Specialties |  |  |  |  | Category: Modular Office Walls | [9 empty] | TBD |  |  |  | TBD |  | TBD | [12 empty] | No | Yes | Yes | Yes | Yes
11250 |  | City | [13 empty] | 10 | 10-Specialties |  |  |  |  | Category: Fire Curtain / Fire Wall | [9 empty] | TBD |  |  |  | TBD |  | TBD | [12 empty] | No | Yes | Yes | No | Yes
11250 |  | City | [13 empty] | 10 | 10-Specialties |  |  |  |  | Category: Defibrillator Cabinets | [9 empty] | TBD |  |  |  | TBD |  | TBD | [12 empty] | No | Yes | No | No | No
11250 |  | City | [13 empty] | 10 | 10-Specialties |  |  |  |  | Category: Display Case (i.e. Recessed Display Case / Lockable) | [9 empty] | TBD |  |  |  | TBD |  | TBD | [12 empty] | No | Yes | No | No | No
11250 |  | City | [13 empty] | 10 | 10-Specialties |  |  |  |  | Category: Operable Wall | [9 empty] | TBD |  |  |  | TBD |  | TBD | [12 empty] | No | Yes | No | No | Yes
11250 |  | City | [13 empty] | 10 | 10-Specialties |  |  |  |  | Category: Signage - Egress | [9 empty] | TBD |  |  |  | TBD |  | TBD | [12 empty] | No | Yes | No | No | No
11250 |  | City | [13 empty] | 10 | 10-Specialties |  |  |  |  | Category: Tack Board - large | [9 empty] | TBD |  |  |  | TBD |  | TBD | [12 empty] | No | Yes | No | No | No
11250 |  | City | [13 empty] | 10 | 10-Specialties |  |  |  |  | Category: White Boards - large | [9 empty] | TBD |  |  |  | TBD |  | TBD | [12 empty] | No | Yes | No | No | No
11250 |  | City | [13 empty] | 10 | 10-Specialties |  |  |  |  | Category: Parking Signage (incl ADA) | [9 empty] | TBD |  |  |  | TBD |  | TBD | [12 empty] | No | Yes | ? | No | No
11250 |  | City | [13 empty] | 10 | 10-Specialties |  |  |  |  | Category: Emergency Key Cabinets (i.e. Knox-Box) | [9 empty] | TBD |  |  |  | TBD |  | TBD | [12 empty] | No | Yes | ? | No | No
11250 |  | City | [13 empty] | 10 | 10-Specialties |  |  |  |  | Category: Corner Guard / Wall Guard | [9 empty] | TBD |  |  |  | TBD |  | TBD | [12 empty] | No | No | No | No | No
11250 |  | City | [13 empty] | 10 | 10-Specialties |  |  |  |  | Category: Locker room benches | [9 empty] | TBD |  |  |  | TBD |  | TBD | [12 empty] | No | No | No | No | No
11250 |  | City | [13 empty] | 10 | 10-Specialties |  |  |  |  | Category: Signage - Directional | [9 empty] | TBD |  |  |  | TBD |  | TBD | [12 empty] | No | No | No | No | No
11250 |  | City | [13 empty] | 10 | 10-Specialties |  |  |  |  | Category: Signage - Rooms | [9 empty] | TBD |  |  |  | TBD |  | TBD | [12 empty] | No | No | No | No | No
11250 |  | City | [13 empty] | 11 | 11-Equipment | Classroom |  |  |  | Category: Fixed Projection Screens (motorized and manual) | [9 empty] | TBD |  |  |  | TBD |  | TBD | [12 empty] | No | Yes | ? | No | No
11250 |  | City | [13 empty] | 11 | 11-Equipment | Food-Service |  |  |  | Category: Glove dispesner | [9 empty] | TBD |  |  |  | TBD |  | TBD | [12 empty] | Yes | No | No | No | No
11250 |  | City | [13 empty] | 11 | 11-Equipment | Food-Service |  |  |  | Category: Coffee Maker (i.e. Airpot; Expresso Machine/Grinder) | [9 empty] | TBD |  |  |  | TBD |  | TBD | [12 empty] | No | Yes | Yes | Yes | Yes
11250 |  | City | [13 empty] | 11 | 11-Equipment | Food-Service |  |  |  | Category: Dishwasher | [9 empty] | TBD |  |  |  | TBD |  | TBD | [12 empty] | No | Yes | Yes | Yes | Yes
11250 |  | City | [13 empty] | 11 | 11-Equipment | Food-Service |  |  |  | Category: Food Service Equipment (Other / Specialized) | [9 empty] | TBD |  |  |  | TBD |  | TBD | [12 empty] | No | Yes | Yes | Yes | Yes
11250 |  | City | [13 empty] | 11 | 11-Equipment | Food-Service |  |  |  | Category: Freezer / Walk-in Cooler -- Fixed | [9 empty] | TBD |  |  |  | TBD |  | TBD | [12 empty] | No | Yes | Yes | No | Yes
11250 |  | City | [13 empty] | 11 | 11-Equipment | Food-Service |  |  |  | Category: Freezer / Walk-in Cooler -- Non-Fixed | [9 empty] | TBD |  |  |  | TBD |  | TBD | [12 empty] | No | Yes | Yes | Yes | Yes
11250 |  | City | [13 empty] | 11 | 11-Equipment | Food-Service |  |  |  | Category: Ice Maker | [9 empty] | TBD |  |  |  | TBD |  | TBD | [12 empty] | No | Yes | Yes | Yes | Yes
11250 |  | City | [13 empty] | 11 | 11-Equipment | Food-Service |  |  |  | Category: Microwave | [9 empty] | TBD |  |  |  | TBD |  | TBD | [12 empty] | No | Yes | Yes | Yes | Yes
11250 |  | City | [13 empty] | 11 | 11-Equipment | Food-Service |  |  |  | Category: Mixer/Blender | [9 empty] | TBD |  |  |  | TBD |  | TBD | [12 empty] | No | Yes | Yes | Yes | Yes
11250 |  | City | [13 empty] | 11 | 11-Equipment | Food-Service |  |  |  | Category: Prep Sink | [9 empty] | TBD |  |  |  | TBD |  | TBD | [12 empty] | No | Yes | Yes | Yes | Yes
11250 |  | City | [13 empty] | 11 | 11-Equipment | Food-Service |  |  |  | Category: Oven | [9 empty] | TBD |  |  |  | TBD |  | TBD | [12 empty] | No | Yes | Yes | No | Yes
11250 |  | City | [13 empty] | 11 | 11-Equipment | Food-Service |  |  |  | Category: POS cash register / point of sale | [9 empty] | TBD |  |  |  | TBD |  | TBD | [12 empty] | No | Yes | Yes | Yes | Yes
11250 |  | City | [13 empty] | 11 | 11-Equipment | Food-Service |  |  |  | Category: Water Filration System | [9 empty] | TBD |  |  |  | TBD |  | TBD | [12 empty] | No | Yes | Yes | Yes | Yes
11250 |  | City | [13 empty] | 11 | 11-Equipment | Food-Service |  |  |  | Category: Food Service Sinks / Dipperwell Assembly | [9 empty] | TBD |  |  |  | TBD |  | TBD | [12 empty] | No | Yes | No | No | No
11250 |  | City | [13 empty] | 11 | 11-Equipment | Food-Service |  |  |  | Category: Freezer Merchandiser | [9 empty] | TBD |  |  |  | TBD |  | TBD | [12 empty] | No | Yes | No | Yes | No
11250 |  | City | [13 empty] | 11 | 11-Equipment | Food-Service |  |  |  | Category: Garbage disposer | [9 empty] | TBD |  |  |  | TBD |  | TBD | [12 empty] | No | Yes | No | No | No
11250 |  | City | [13 empty] | 11 | 11-Equipment | Food-Service |  |  |  | Category: Hot cabinets | [9 empty] | TBD |  |  |  | TBD |  | TBD | [12 empty] | No | Yes | No | Yes | No
11250 |  | City | [13 empty] | 11 | 11-Equipment | Food-Service |  |  |  | Category: General food service millwork | [9 empty] | TBD |  |  |  | TBD |  | TBD | [12 empty] | No | Yes | No | No | No
11250 |  | City | [13 empty] | 11 | 11-Equipment |  |  |  |  | Category: Parking Control Equipment (i.e. Parking Permit Machine) | [9 empty] | TBD |  |  |  | TBD |  | TBD | [12 empty] | No | Yes | Yes | No | Yes
11250 |  | City | [13 empty] | 11 | 11-Equipment |  |  |  |  | Category: Cabinets (with drawers/doors) | [9 empty] | TBD |  |  |  | TBD |  | TBD | [12 empty] | No | Yes | No | No | No
11250 |  | City | [13 empty] | 11 | 11-Equipment |  |  |  |  | Category: Counters (with drawers/doors) | [9 empty] | TBD |  |  |  | TBD |  | TBD | [12 empty] | No | Yes | No | No | No
11250 |  | City | [13 empty] | 11 | 11-Equipment |  |  |  |  | Category: Employee lockers | [9 empty] | TBD |  |  |  | TBD |  | TBD | [12 empty] | No | Yes | No | No | Yes
11250 |  | City | [13 empty] | 11 | 11-Equipment |  |  |  |  | Category: Faucet | [9 empty] | TBD |  |  |  | TBD |  | TBD | [12 empty] | No | Yes | No | No | No
11250 |  | City | [13 empty] | 11 | 11-Equipment |  |  |  |  | Category: Grease Interceptor | [9 empty] | TBD |  |  |  | TBD |  | TBD | [12 empty] | No | Yes | No | No | No
11250 |  | City | [13 empty] | 11 | 11-Equipment |  |  |  |  | Category: Hot water heater | [9 empty] | TBD |  |  |  | TBD |  | TBD | [12 empty] | No | Yes | No | No | No
11250 |  | City | [13 empty] | 11 | 11-Equipment |  |  |  |  | Category: Knock Box | [9 empty] | TBD |  |  |  | TBD |  | TBD | [12 empty] | No | Yes | No | No | No
11250 |  | City | [13 empty] | 11 | 11-Equipment |  |  |  |  | Category: Window Washing Davit Base | [9 empty] | TBD |  |  |  | TBD |  | TBD | [12 empty] | No | No | No | No | No
11250 |  | City | [13 empty] | 11 | 11-Equipment |  |  |  |  | Category: Window Washing Equipment | [9 empty] | TBD |  |  |  | TBD |  | TBD | [12 empty] | No | No | No | No | No
11250 |  | City | [13 empty] | 12 | 12-Furnishings | Office |  |  |  | Category: Systems Furniture / Cubicles | [9 empty] | TBD |  |  |  | TBD |  | TBD | [12 empty] | No | Yes | No | No | No
11250 |  | City | [13 empty] | 12 | 12-Furnishings | Site |  |  |  | Category: Bench | [9 empty] | TBD |  |  |  | TBD |  | TBD | [12 empty] | No | Yes | No | No | No
11250 |  | City | [13 empty] | 12 | 12-Furnishings | Site |  |  |  | Category: Bike Rack | [9 empty] | TBD |  |  |  | TBD |  | TBD | [12 empty] | No | Yes | No | No | No
11250 |  | City | [13 empty] | 12 | 12-Furnishings | Site |  |  |  | Category: Bus Shelter | [9 empty] | TBD |  |  |  | TBD |  | TBD | [12 empty] | No | Yes | No | No | No
11250 |  | City | [13 empty] | 12 | 12-Furnishings | Site |  |  |  | Category: Picnic Table | [9 empty] | TBD |  |  |  | TBD |  | TBD | [12 empty] | No | Yes | No | No | No
11250 |  | City | [13 empty] | 12 | 12-Furnishings | Site |  |  |  | Category: Site Furnishings: Trash Can ' Litter Receptacle | [9 empty] | TBD |  |  |  | TBD |  | TBD | [12 empty] | No | Yes | No | No | No
11250 |  | City | [13 empty] | 12 | 12-Furnishings |  |  |  |  | Category: Furniture - Other | [9 empty] | TBD |  |  |  | TBD |  | TBD | [12 empty] | No | Yes | Yes | Yes | Yes
11250 |  | City | [13 empty] | 12 | 12-Furnishings |  |  |  |  | Category: Modular Canopy Shades | [9 empty] | TBD |  |  |  | TBD |  | TBD | [12 empty] | No | Yes | No | No | No
11250 |  | City | [13 empty] | 12 | 12-Furnishings |  |  |  |  | Category: Portable table with stacking chairs | [9 empty] | TBD |  |  |  | TBD |  | TBD | [12 empty] | No | Yes | No | Yes | No
11250 |  | City | [13 empty] | 12 | 12-Furnishings |  |  |  |  | Category: Auditorium Seating | [9 empty] | TBD |  |  |  | TBD |  | TBD | [12 empty] | No | Yes | No | No | No
11250 |  | City | [13 empty] | 12 | 12-Furnishings |  |  |  |  | Category: Blinds /Shades / Curtains (Window Covering) | [9 empty] | TBD |  |  |  | TBD |  | TBD | [12 empty] | No | Yes | No | No | No
11250 |  | City | [13 empty] | 12 | 12-Furnishings |  |  |  |  | Category: Student Chairs | [9 empty] | TBD |  |  |  | TBD |  | TBD | [12 empty] | No | Yes | No | Yes | No
11250 |  | City | [13 empty] | 12 | 12-Furnishings |  |  |  |  | Category: Student Desks | [9 empty] | TBD |  |  |  | TBD |  | TBD | [12 empty] | No | Yes | No | Yes | No
11250 |  | City | [13 empty] | 12 | 12-Furnishings |  |  |  |  | Category: Walk off Mat | [9 empty] | TBD |  |  |  | TBD |  | TBD | [12 empty] | No | No | No | No | No
11250 |  | City | [13 empty] | 12 | 12-Furnishings |  |  |  |  | Category: Stadium Seating | [9 empty] | TBD |  |  |  | TBD |  | TBD | [12 empty] | No | No | No | No | No
11250 |  | City | [13 empty] | 14 | 14-Conveying-Equip |  |  |  |  | Category: Elevator | [9 empty] | TBD |  |  |  | TBD |  | TBD | [12 empty] | No | Yes | Yes | No | No
11250 |  | City | [13 empty] | 14 | 14-Conveying-Equip |  |  |  |  | Category: Elevator Room Equipment | [9 empty] | TBD |  |  |  | TBD |  | TBD | [12 empty] | No | Yes | Yes | No | No
11250 |  | City | [13 empty] | 14 | 14-Conveying-Equip |  |  |  |  | Category: Wheelchair Lift | [9 empty] | TBD |  |  |  | TBD |  | TBD | [12 empty] | No | Yes | Yes | No | No
11250 |  | City | [13 empty] | 21 | 21-Fire-Suppression |  |  |  |  | Category: Fire Hydrant | [9 empty] | TBD |  |  |  | TBD |  | TBD | [12 empty] | No | Yes | No | No | No
11250 |  | City | [13 empty] | 21 | 21-Fire-Suppression |  |  |  |  | Category: Backflow Device | [9 empty] | TBD |  |  |  | TBD |  | TBD | [12 empty] | No | Yes | No | No | No
11250 |  | City | [13 empty] | 21 | 21-Fire-Suppression |  |  |  |  | Category: Fire Sprinkler Heads | [9 empty] | TBD |  |  |  | TBD |  | TBD | [12 empty] | No | Yes | ? | No | No
11250 |  | City | [13 empty] | 21 | 21-Fire-Suppression |  |  |  |  | Category: Fire Protection Standpipe Control Valve; Zone Control Riser Valve Assembly | [9 empty] | TBD |  |  |  | TBD |  | TBD | [12 empty] | No | Yes | ? | No | No
11250 |  | City | [13 empty] | 22 | 22-Plumbing |  |  |  |  | Category: Condensate Pump / Pump Sched Info | [9 empty] | TBD |  |  |  | TBD |  | TBD | [12 empty] | No | Yes | Yes | No | No
11250 |  | City | [13 empty] | 22 | 22-Plumbing |  |  |  |  | Category: Domestic Water storage tank on roof; tower | [9 empty] | TBD |  |  |  | TBD |  | TBD | [12 empty] | No | Yes | Yes | No | No
11250 |  | City | [13 empty] | 22 | 22-Plumbing |  |  |  |  | Category: Hot Water Circ Pump / Pump Sched Info | [9 empty] | TBD |  |  |  | TBD |  | TBD | [12 empty] | No | Yes | Yes | No | No
11250 |  | City | [13 empty] | 22 | 22-Plumbing |  |  |  |  | Category: Drinking Fountains (ADA etc) | [9 empty] | TBD |  |  |  | TBD |  | TBD | [12 empty] | No | Yes | No | No | No
11250 |  | City | [13 empty] | 22 | 22-Plumbing |  |  |  |  | Category: Hot Water Heater | [9 empty] | TBD |  |  |  | TBD |  | TBD | [12 empty] | No | Yes | No | No | No
11250 |  | City | [13 empty] | 22 | 22-Plumbing |  |  |  |  | Category: Toilet / Water Closet | [9 empty] | TBD |  |  |  | TBD |  | TBD | [12 empty] | No | Yes | No | No | No
11250 |  | City | [13 empty] | 22 | 22-Plumbing |  |  |  |  | Category: Drinking Fountain - Electric | [9 empty] | TBD |  |  |  | TBD |  | TBD | [12 empty] | No | Yes | No | No | No
11250 |  | City | [13 empty] | 22 | 22-Plumbing |  |  |  |  | Category: Mop Sink / Floor Sink | [9 empty] | TBD |  |  |  | TBD |  | TBD | [12 empty] | No | Yes | No | No | No
11250 |  | City | [13 empty] | 22 | 22-Plumbing |  |  |  |  | Category: Gas Meter | [9 empty] | TBD |  |  |  | TBD |  | TBD | [12 empty] | No | Yes | No | No | No
11250 |  | City | [13 empty] | 22 | 22-Plumbing |  |  |  |  | Category: Hose Bibb | [9 empty] | TBD |  |  |  | TBD |  | TBD | [12 empty] | No | Yes | No | No | No
11250 |  | City | [13 empty] | 22 | 22-Plumbing |  |  |  |  | Category: Lavatory (Bathroom as a Unit to be tracked) | [9 empty] | TBD |  |  |  | TBD |  | TBD | [12 empty] | No | Yes | No | No | No
11250 |  | City | [13 empty] | 22 | 22-Plumbing |  |  |  |  | Category: Roof drain / roof receptor | [9 empty] | TBD |  |  |  | TBD |  | TBD | [12 empty] | No | Yes | No | No | No
11250 |  | City | [13 empty] | 22 | 22-Plumbing |  |  |  |  | Category: Sink - Classroom | [9 empty] | TBD |  |  |  | TBD |  | TBD | [12 empty] | No | Yes | No | No | No
11250 |  | City | [13 empty] | 22 | 22-Plumbing |  |  |  |  | Category: Sink - Kitchenette | [9 empty] | TBD |  |  |  | TBD |  | TBD | [12 empty] | No | Yes | No | No | No
11250 |  | City | [13 empty] | 22 | 22-Plumbing |  |  |  |  | Category: Urinal | [9 empty] | TBD |  |  |  | TBD |  | TBD | [12 empty] | No | Yes | No | No | No
11250 |  | City | [13 empty] | 22 | 22-Plumbing |  |  |  |  | Category: Valves (inside/outside) | [9 empty] | TBD |  |  |  | TBD |  | TBD | [12 empty] | No | Yes | No | No | No
11250 |  | City | [13 empty] | 22 | 22-Plumbing |  |  |  |  | Category: Boiler & tank; Water Heater (see Water Heater Schedule) | [9 empty] | TBD |  |  |  | TBD |  | TBD | [12 empty] | No | Yes | No | No | No
11250 |  | City | [13 empty] | 22 | 22-Plumbing |  |  |  |  | Category: Water Meter | [9 empty] | TBD |  |  |  | TBD |  | TBD | [12 empty] | No | Yes | ? | No | No
11250 |  | City | [13 empty] | 22 | 22-Plumbing |  |  |  |  | Category: Floor Drain | [9 empty] | TBD |  |  |  | TBD |  | TBD | [12 empty] | No | No | No | No | No
11250 |  | City | [13 empty] | 22 | 22-Plumbing |  |  |  |  | Category: CHWP (Chilled Water Pipe) | [9 empty] | TBD |  |  |  | TBD |  | TBD | [12 empty] | No | No | No | No | No
11250 |  | City | [13 empty] | 22 | 22-Plumbing |  |  |  |  | Category: HWP (Hot Water Pipe) | [9 empty] | TBD |  |  |  | TBD |  | TBD | [12 empty] | No | No | No | No | No
11250 |  | City | [13 empty] | 22 | 22-Plumbing |  |  |  |  | Category: Piping, etc | [9 empty] | TBD |  |  |  | TBD |  | TBD | [12 empty] | No | No | No | No | No
11250 |  | City | [13 empty] | 23 | 23-HVAC |  |  |  |  | Category: Filters | [9 empty] | TBD |  |  |  | TBD |  | TBD | [12 empty] | Yes | Yes | Yes | No | No
11250 |  | City | [13 empty] | 23 | 23-HVAC |  |  |  |  | Category: AH - Air Handling Unit - see AHU Schedule | [9 empty] | TBD |  |  |  | TBD |  | TBD | [12 empty] | No | Yes | Yes | No | No
11250 |  | City | [13 empty] | 23 | 23-HVAC |  |  |  |  | Category: Air Cooled Chiller - CH | [9 empty] | TBD |  |  |  | TBD |  | TBD | [12 empty] | No | Yes | Yes | No | No
11250 |  | City | [13 empty] | 23 | 23-HVAC |  |  |  |  | Category: Air Separator Schedule - AS | [9 empty] | TBD |  |  |  | TBD |  | TBD | [12 empty] | No | Yes | Yes | No | No
11250 |  | City | [13 empty] | 23 | 23-HVAC |  |  |  |  | Category: Chilled Water Pump | [9 empty] | TBD |  |  |  | TBD |  | TBD | [12 empty] | No | Yes | Yes | No | No
11250 |  | City | [13 empty] | 23 | 23-HVAC |  |  |  |  | Category: Condensing Unit | [9 empty] | TBD |  |  |  | TBD |  | TBD | [12 empty] | No | Yes | Yes | No | No
11250 |  | City | [13 empty] | 23 | 23-HVAC |  |  |  |  | Category: Controls Panel | [9 empty] | TBD |  |  |  | TBD |  | TBD | [12 empty] | No | Yes | Yes | No | No
11250 |  | City | [13 empty] | 23 | 23-HVAC |  |  |  |  | Category: CWST (ST) - Chilled Water Storage Tank | [9 empty] | TBD |  |  |  | TBD |  | TBD | [12 empty] | No | Yes | Yes | No | No
11250 |  | City | [13 empty] | 23 | 23-HVAC |  |  |  |  | Category: Exhast Fan - EF | [9 empty] | TBD |  |  |  | TBD |  | TBD | [12 empty] | No | Yes | Yes | No | No
11250 |  | City | [13 empty] | 23 | 23-HVAC |  |  |  |  | Category: Expansion Tank - ET | [9 empty] | TBD |  |  |  | TBD |  | TBD | [12 empty] | No | Yes | Yes | No | No
11250 |  | City | [13 empty] | 23 | 23-HVAC |  |  |  |  | Category: Hot Water Pump | [9 empty] | TBD |  |  |  | TBD |  | TBD | [12 empty] | No | Yes | Yes | No | No
11250 |  | City | [13 empty] | 23 | 23-HVAC |  |  |  |  | Category: Sensor | [9 empty] | TBD |  |  |  | TBD |  | TBD | [12 empty] | No | Yes | Yes | No | No
11250 |  | City | [13 empty] | 23 | 23-HVAC |  |  |  |  | Category: Split System - CU (Outside) | [9 empty] | TBD |  |  |  | TBD |  | TBD | [12 empty] | No | Yes | Yes | No | No
11250 |  | City | [13 empty] | 23 | 23-HVAC |  |  |  |  | Category: Split System - FC (Inside) | [9 empty] | TBD |  |  |  | TBD |  | TBD | [12 empty] | No | Yes | Yes | No | No
11250 |  | City | [13 empty] | 23 | 23-HVAC |  |  |  |  | Category: Thermostats | [9 empty] | TBD |  |  |  | TBD |  | TBD | [12 empty] | No | Yes | Yes | No | No
11250 |  | City | [13 empty] | 23 | 23-HVAC |  |  |  |  | Category: VAV - Variable Air Volume Terminal Schedule | [9 empty] | TBD |  |  |  | TBD |  | TBD | [12 empty] | No | Yes | Yes | No | No
11250 |  | City | [13 empty] | 23 | 23-HVAC |  |  |  |  | Category: Volume Damper | [9 empty] | TBD |  |  |  | TBD |  | TBD | [12 empty] | No | Yes | Yes | No | No
11250 |  | City | [13 empty] | 23 | 23-HVAC |  |  |  |  | Category: Operable Gate in Mechanical Screen | [9 empty] | TBD |  |  |  | TBD |  | TBD | [12 empty] | No | Yes | No | No | No
11250 |  | City | [13 empty] | 23 | 23-HVAC |  |  |  |  | Category: Performance Cert of Compliance Data - HVAC Zones -- See 04-110817 Mech Sheets | [9 empty] | TBD |  |  |  | TBD |  | TBD | [12 empty] | No | Yes | No | No | No
11250 |  | City | [13 empty] | 23 | 23-HVAC |  |  |  |  | Category: Cert of Compliance Data - Energy Checklist - Opaque Surfaces -- See 04-110817 Mech Sheets | [9 empty] | TBD |  |  |  | TBD |  | TBD | [12 empty] | No | Yes | No | No | No
11250 |  | City | [13 empty] | 23 | 23-HVAC |  |  |  |  | Category: Diffusers - Exhaust Air | [9 empty] | TBD |  |  |  | TBD |  | TBD | [12 empty] | No | Yes | ? | No | No
11250 |  | City | [13 empty] | 23 | 23-HVAC |  |  |  |  | Category: Diffusers - Return Air | [9 empty] | TBD |  |  |  | TBD |  | TBD | [12 empty] | No | Yes | ? | No | No
11250 |  | City | [13 empty] | 23 | 23-HVAC |  |  |  |  | Category: Diffusers - Supply Air | [9 empty] | TBD |  |  |  | TBD |  | TBD | [12 empty] | No | Yes | ? | No | No
11250 |  | City | [13 empty] | 23 | 23-HVAC |  |  |  |  | Category: Fire Smoke Dampers | [9 empty] | TBD |  |  |  | TBD |  | TBD | [12 empty] | No | Yes | ? | No | No
11250 |  | City | [13 empty] | 23 | 23-HVAC |  |  |  |  | Category: Roof Curbs | [9 empty] | TBD |  |  |  | TBD |  | TBD | [12 empty] | No | No | No | No | No
11250 |  | City | [13 empty] | 23 | 23-HVAC |  |  |  |  | Category: Exterior Ductwork | [9 empty] | TBD |  |  |  | TBD |  | TBD | [12 empty] | No | No | No | No | No
11250 |  | City | [13 empty] | 23 | 23-HVAC |  |  |  |  | Category: Exterior Grilles | [9 empty] | TBD |  |  |  | TBD |  | TBD | [12 empty] | No | No | No | No | No
11250 |  | City | [13 empty] | 26 | 26-Electrical |  |  |  |  | Category: UPS - Uninteruptable Power Supply | [9 empty] | TBD |  |  |  | TBD |  | TBD | [12 empty] | No | Yes | Yes | Yes | Yes
11250 |  | City | [13 empty] | 26 | 26-Electrical |  |  |  |  | Category: Washing Machine / Dryer | [9 empty] | TBD |  |  |  | TBD |  | TBD | [12 empty] | No | Yes | Yes | Yes | Yes
11250 |  | City | [13 empty] | 26 | 26-Electrical |  |  |  |  | Category: Electric Meter | [9 empty] | TBD |  |  |  | TBD |  | TBD | [12 empty] | No | Yes | Yes | No | No
11250 |  | City | [13 empty] | 26 | 26-Electrical |  |  |  |  | Category: Elevator Smoke Door | [9 empty] | TBD |  |  |  | TBD |  | TBD | [12 empty] | No | Yes | Yes | No | No
11250 |  | City | [13 empty] | 26 | 26-Electrical |  |  |  |  | Category: Lighting Control Panel; Network Lighting Controls | [9 empty] | TBD |  |  |  | TBD |  | TBD | [12 empty] | No | Yes | Yes | No | No
11250 |  | City | [13 empty] | 26 | 26-Electrical |  |  |  |  | Category: Bloom boxes - power | [9 empty] | TBD |  |  |  | TBD |  | TBD | [12 empty] | No | Yes | No | Yes | No
11250 |  | City | [13 empty] | 26 | 26-Electrical |  |  |  |  | Category: SDGE Box | [9 empty] | TBD |  |  |  | TBD |  | TBD | [12 empty] | No | Yes | No | No | No
11250 |  | City | [13 empty] | 26 | 26-Electrical |  |  |  |  | Category: Street Light / Pathway Light | [9 empty] | TBD |  |  |  | TBD |  | TBD | [12 empty] | No | Yes | No | No | No
11250 |  | City | [13 empty] | 26 | 26-Electrical |  |  |  |  | Category: Dedicated Power for BTU Meter (Gas Meter) | [9 empty] | TBD |  |  |  | TBD |  | TBD | [12 empty] | No | Yes | No | No | No
11250 |  | City | [13 empty] | 26 | 26-Electrical |  |  |  |  | Category: Egress / Emergency Lighting | [9 empty] | TBD |  |  |  | TBD |  | TBD | [12 empty] | No | Yes | No | Yes | Yes
11250 |  | City | [13 empty] | 26 | 26-Electrical |  |  |  |  | Category: Elec hand wash / sink | [9 empty] | TBD |  |  |  | TBD |  | TBD | [12 empty] | No | Yes | No | No | No
11250 |  | City | [13 empty] | 26 | 26-Electrical |  |  |  |  | Category: Electrical Cabinets and Enclosures | [9 empty] | TBD |  |  |  | TBD |  | TBD | [12 empty] | No | Yes | No | No | No
11250 |  | City | [13 empty] | 26 | 26-Electrical |  |  |  |  | Category: Lighting Fixtures; Luminaire Schedule | [9 empty] | TBD |  |  |  | TBD |  | TBD | [12 empty] | No | Yes | No | No | No
11250 |  | City | [13 empty] | 26 | 26-Electrical |  |  |  |  | Category: Lighting Inverter | [9 empty] | TBD |  |  |  | TBD |  | TBD | [12 empty] | No | Yes | No | No | No
11250 |  | City | [13 empty] | 26 | 26-Electrical |  |  |  |  | Category: Panel Boards | [9 empty] | TBD |  |  |  | TBD |  | TBD | [12 empty] | No | Yes | No | No | No
11250 |  | City | [13 empty] | 26 | 26-Electrical |  |  |  |  | Category: Switchboards; Wall-Mounted Panelboards | [9 empty] | TBD |  |  |  | TBD |  | TBD | [12 empty] | No | Yes | No | No | No
11250 |  | City | [13 empty] | 26 | 26-Electrical |  |  |  |  | Category: Transformer | [9 empty] | TBD |  |  |  | TBD |  | TBD | [12 empty] | No | Yes | No | No | No
11250 |  | City | [13 empty] | 26 | 26-Electrical |  |  |  |  | Category: TVSS - Transient Voltage Surge Suppressor | [9 empty] | TBD |  |  |  | TBD |  | TBD | [12 empty] | No | Yes | No | No | No
11250 |  | City | [13 empty] | 26 | 26-Electrical |  |  |  |  | Category: Solar Panels | [9 empty] | TBD |  |  |  | TBD |  | TBD | [12 empty] | No | Yes | ? | No | No
11250 |  | City | [13 empty] | 26 | 26-Electrical |  |  |  |  | Category: Junction Boxes | [9 empty] | TBD |  |  |  | TBD |  | TBD | [12 empty] | No | No | No | No | No
11250 |  | City | [13 empty] | 26 | 26-Electrical |  |  |  |  | Category: Substation?? | [9 empty] | TBD |  |  |  | TBD |  | TBD | [12 empty] | No | No | No | No | No
11250 |  | City | [13 empty] | 26 | 26-Electrical |  |  |  |  | Category: Elec outlets / power outlets | [9 empty] | TBD |  |  |  | TBD |  | TBD | [12 empty] | No | ? | No | No | No
11250 |  | City | [13 empty] | 26 | 26-Electrical |  |  |  |  | Category: Wall Switch | [9 empty] | TBD |  |  |  | TBD |  | TBD | [12 empty] | No | ? | No | No | No
11250 |  | City | [13 empty] | 26 | 26-Electrical |  |  |  |  | Category: Cert of Compliance - Indoor Lighting (see 04-110817 E Sheets) | [9 empty] | TBD |  |  |  | TBD |  | TBD | [12 empty] | No | ? | No | No | No
11250 |  | City | [13 empty] | 26 | 26-Electrical |  |  |  |  | Category: Cert of Compliance - Outdoor Lighting (see 04-110817 E Sheets) | [9 empty] | TBD |  |  |  | TBD |  | TBD | [12 empty] | No | ? | No | No | No
11250 |  | City | [13 empty] | 27 | 27-Communications |  |  |  |  | Category: Assisted Listening System Receivers | [9 empty] | TBD |  |  |  | TBD |  | TBD | [12 empty] | No | Yes | Yes | Yes | Yes
11250 |  | City | [13 empty] | 27 | 27-Communications |  |  |  |  | Category: Projector (LCD - Ceiling Mounted) | [9 empty] | TBD |  |  |  | TBD |  | TBD | [12 empty] | No | Yes | Yes | Yes | Yes
11250 |  | City | [13 empty] | 27 | 27-Communications |  |  |  |  | Category: Teaching Podium Control Stations | [9 empty] | TBD |  |  |  | TBD |  | TBD | [12 empty] | No | Yes | Yes | Yes | Yes
11250 |  | City | [13 empty] | 27 | 27-Communications |  |  |  |  | Category: Television / Monitor | [9 empty] | TBD |  |  |  | TBD |  | TBD | [12 empty] | No | Yes | Yes | Yes | Yes
11250 |  | City | [13 empty] | 27 | 27-Communications |  |  |  |  | Category: Clocks | [9 empty] | TBD |  |  |  | TBD |  | TBD | [12 empty] | No | Yes | No | No | No
11250 |  | City | [13 empty] | 27 | 27-Communications |  |  |  |  | Category: Public Announcement System | [9 empty] | TBD |  |  |  | TBD |  | TBD | [12 empty] | No | Yes | No | No | No
11250 |  | City | [13 empty] | 27 | 27-Communications |  |  |  |  | Category: BlueRay/DVD/Video Streamer | [9 empty] | TBD |  |  |  | TBD |  | TBD | [12 empty] | No | Yes | ? | Yes | ?
11250 |  | City | [13 empty] | 27 | 27-Communications |  |  |  |  | Category: LCD Screens / Digital Signage | [9 empty] | TBD |  |  |  | TBD |  | TBD | [12 empty] | No | Yes | ? | No | No
11250 |  | City | [13 empty] | 27 | 27-Communications |  |  |  |  | Category: Data Outlet | [9 empty] | TBD |  |  |  | TBD |  | TBD | [12 empty] | No | No | ? | No | No
11250 |  | City | [13 empty] | 28 | 28-Elec-Safety-Security | Fire |  |  |  | Category: Heat Detector | [9 empty] | TBD |  |  |  | TBD |  | TBD | [12 empty] | No | Yes | ? | No | No
11250 |  | City | [13 empty] | 28 | 28-Elec-Safety-Security | Fire |  |  |  | Category: Horn/Strobe | [9 empty] | TBD |  |  |  | TBD |  | TBD | [12 empty] | No | Yes | ? | No | No
11250 |  | City | [13 empty] | 28 | 28-Elec-Safety-Security | Fire |  |  |  | Category: Manual Pull Stations | [9 empty] | TBD |  |  |  | TBD |  | TBD | [12 empty] | No | Yes | ? | No | No
11250 |  | City | [13 empty] | 28 | 28-Elec-Safety-Security | Fire |  |  |  | Category: Mini Horn | [9 empty] | TBD |  |  |  | TBD |  | TBD | [12 empty] | No | Yes | ? | No | No
11250 |  | City | [13 empty] | 28 | 28-Elec-Safety-Security | Security |  |  |  | Category: Motion Detector | [9 empty] | TBD |  |  |  | TBD |  | TBD | [12 empty] | No | Yes | ? | No | No
11250 |  | City | [13 empty] | 28 | 28-Elec-Safety-Security | Security |  |  |  | Category: Panic Switch | [9 empty] | TBD |  |  |  | TBD |  | TBD | [12 empty] | No | Yes | ? | No | No
11250 |  | City | [13 empty] | 28 | 28-Elec-Safety-Security |  |  |  |  | Category: Battery Backup -- see UPS | [9 empty] | TBD |  |  |  | TBD |  | TBD | [12 empty] | No | Yes | Yes | Yes | Yes
11250 |  | City | [13 empty] | 28 | 28-Elec-Safety-Security |  |  |  |  | Category: Card Reader / Security / Keypad | [9 empty] | TBD |  |  |  | TBD |  | TBD | [12 empty] | No | Yes | Yes | No | No
11250 |  | City | [13 empty] | 28 | 28-Elec-Safety-Security |  |  |  |  | Category: Door Contact | [9 empty] | TBD |  |  |  | TBD |  | TBD | [12 empty] | No | Yes | Yes | No | No
11250 |  | City | [13 empty] | 28 | 28-Elec-Safety-Security |  |  |  |  | Category: Fire Alarm LCD Annunciator Panel; Notifier Panels | [9 empty] | TBD |  |  |  | TBD |  | TBD | [12 empty] | No | Yes | Yes | No | No
11250 |  | City | [13 empty] | 28 | 28-Elec-Safety-Security |  |  |  |  | Category: Fire Sprinkler System (Existence of in Building) | [9 empty] | TBD |  |  |  | TBD |  | TBD | [12 empty] | No | Yes | Yes | No | No
11250 |  | City | [13 empty] | 28 | 28-Elec-Safety-Security |  |  |  |  | Category: Security Alarm/Keypad | [9 empty] | TBD |  |  |  | TBD |  | TBD | [12 empty] | No | Yes | Yes | No | No
11250 |  | City | [13 empty] | 28 | 28-Elec-Safety-Security |  |  |  |  | Category: Smoke Guard | [9 empty] | TBD |  |  |  | TBD |  | TBD | [12 empty] | No | Yes | No | No | No
11250 |  | City | [13 empty] | 28 | 28-Elec-Safety-Security |  |  |  |  | Category: Access Control Panel | [9 empty] | TBD |  |  |  | TBD |  | TBD | [12 empty] | No | Yes | No | No | No
11250 |  | City | [13 empty] | 28 | 28-Elec-Safety-Security |  |  |  |  | Category: Emergency Telephone Box; Emergency Wall Phone | [9 empty] | TBD |  |  |  | TBD |  | TBD | [12 empty] | No | Yes | No | No | No
11250 |  | City | [13 empty] | 28 | 28-Elec-Safety-Security |  |  |  |  | Category: Fire Alarm Relays | [9 empty] | TBD |  |  |  | TBD |  | TBD | [12 empty] | No | Yes | No | No | No
11250 |  | City | [13 empty] | 28 | 28-Elec-Safety-Security |  |  |  |  | Category: Fire Alarm Transponder | [9 empty] | TBD |  |  |  | TBD |  | TBD | [12 empty] | No | Yes | No | No | No
11250 |  | City | [13 empty] | 28 | 28-Elec-Safety-Security |  |  |  |  | Category: Fire Smoke Dampers | [9 empty] | TBD |  |  |  | TBD |  | TBD | [12 empty] | No | Yes | No | No | No
11250 |  | City | [13 empty] | 28 | 28-Elec-Safety-Security |  |  |  |  | Category: Fire Sprinkler Control Panel | [9 empty] | TBD |  |  |  | TBD |  | TBD | [12 empty] | No | Yes | No | No | No
11250 |  | City | [13 empty] | 28 | 28-Elec-Safety-Security |  |  |  |  | Category: Carbon Dioxide Sensor | [9 empty] | TBD |  |  |  | TBD |  | TBD | [12 empty] | No | Yes | ? | No | No
11250 |  | City | [13 empty] | 28 | 28-Elec-Safety-Security |  |  |  |  | Category: FACP - Fire Alarm Control Panel | [9 empty] | TBD |  |  |  | TBD |  | TBD | [12 empty] | No | Yes | ? | No | No
11250 |  | City | [13 empty] | 28 | 28-Elec-Safety-Security |  |  |  |  | Category: FATC - Fire Alarm Terminal Cabinet | [9 empty] | TBD |  |  |  | TBD |  | TBD | [12 empty] | No | Yes | ? | No | No
11250 |  | City | [13 empty] | 28 | 28-Elec-Safety-Security |  |  |  |  | Category: Fire Strobes | [9 empty] | TBD |  |  |  | TBD |  | TBD | [12 empty] | No | Yes | ? | No | No
11250 |  | City | [13 empty] | 28 | 28-Elec-Safety-Security |  |  |  |  | Category: FSCP - Firefighter's Smoke Control Panel | [9 empty] | TBD |  |  |  | TBD |  | TBD | [12 empty] | No | Yes | ? | No | No
11250 |  | City | [13 empty] | 28 | 28-Elec-Safety-Security |  |  |  |  | Category: Knox Box | [9 empty] | TBD |  |  |  | TBD |  | TBD | [12 empty] | No | Yes | ? | No | No
11250 |  | City | [13 empty] | 28 | 28-Elec-Safety-Security |  |  |  |  | Category: Pre-Action Release Panel | [9 empty] | TBD |  |  |  | TBD |  | TBD | [12 empty] | No | Yes | ? | No | No
11250 |  | City | [13 empty] | 28 | 28-Elec-Safety-Security |  |  |  |  | Category: Projector Alarm with Relay | [9 empty] | TBD |  |  |  | TBD |  | TBD | [12 empty] | No | Yes | ? | No | No
11250 |  | City | [13 empty] | 28 | 28-Elec-Safety-Security |  |  |  |  | Category: SCDC - Smoke Control Damper Cabinet | [9 empty] | TBD |  |  |  | TBD |  | TBD | [12 empty] | No | Yes | ? | No | No
11250 |  | City | [13 empty] | 28 | 28-Elec-Safety-Security |  |  |  |  | Category: SCTC - Smoke Control Terminal Cabinet | [9 empty] | TBD |  |  |  | TBD |  | TBD | [12 empty] | No | Yes | ? | No | No
11250 |  | City | [13 empty] | 28 | 28-Elec-Safety-Security |  |  |  |  | Category: Security Cameras (CCTV?) | [9 empty] | TBD |  |  |  | TBD |  | TBD | [12 empty] | No | Yes | ? | No | No
11250 |  | City | [13 empty] | 28 | 28-Elec-Safety-Security |  |  |  |  | Category: Smoke Detectors | [9 empty] | TBD |  |  |  | TBD |  | TBD | [12 empty] | No | Yes | ? | No | No
11250 |  | City | [13 empty] | 31 | 31-Earthwork |  |  |  |  | Category: Retaining Walls | [9 empty] | TBD |  |  |  | TBD |  | TBD | [12 empty] | No | No | No | No | No
11250 |  | City | [13 empty] | 31 | 31-Earthwork |  |  |  |  | Category: Caissons | [9 empty] | TBD |  |  |  | TBD |  | TBD | [12 empty] | No | No | No | No | No
11250 |  | City | [13 empty] | 32 | 32-Ext-Improvements |  |  |  |  | Category: Site benches | [9 empty] | TBD |  |  |  | TBD |  | TBD | [12 empty] | No | Yes | Yes | Yes | No
11250 |  | City | [13 empty] | 32 | 32-Ext-Improvements |  |  |  |  | Category: Exterior kiosk | [9 empty] | TBD |  |  |  | TBD |  | TBD | [12 empty] | No | Yes | Yes | Yes | Yes
11250 |  | City | [13 empty] | 32 | 32-Ext-Improvements |  |  |  |  | Category: ADA Curb Ramps | [9 empty] | TBD |  |  |  | TBD |  | TBD | [12 empty] | No | Yes | No | No | No
11250 |  | City | [13 empty] | 32 | 32-Ext-Improvements |  |  |  |  | Category: ADA Ramps | [9 empty] | TBD |  |  |  | TBD |  | TBD | [12 empty] | No | Yes | No | No | No
11250 |  | City | [13 empty] | 32 | 32-Ext-Improvements |  |  |  |  | Category: Traffic Control - Signs/Speed Bumps | [9 empty] | TBD |  |  |  | TBD |  | TBD | [12 empty] | No | Yes | No | No | No
11250 |  | City | [13 empty] | 32 | 32-Ext-Improvements |  |  |  |  | Category: Trees | [9 empty] | TBD |  |  |  | TBD |  | TBD | [12 empty] | No | Yes | No | No | No
11250 |  | City | [13 empty] | 32 | 32-Ext-Improvements |  |  |  |  | Category: Motorized Gate / Controllers | [9 empty] | TBD |  |  |  | TBD |  | TBD | [12 empty] | No | Yes | No | No | No
11250 |  | City | [13 empty] | 32 | 32-Ext-Improvements |  |  |  |  | Category: Parking sensors | [9 empty] | TBD |  |  |  | TBD |  | TBD | [12 empty] | No | Yes | No | No | No
11250 |  | City | [13 empty] | 32 | 32-Ext-Improvements |  |  |  |  | Category: Patio furniture | [9 empty] | TBD |  |  |  | TBD |  | TBD | [12 empty] | No | Yes | No | Yes | No
11250 |  | City | [13 empty] | 32 | 32-Ext-Improvements |  |  |  |  | Category: Backflow Device | [9 empty] | TBD |  |  |  | TBD |  | TBD | [12 empty] | No | Yes | ? | No | No
11250 |  | City | [13 empty] | 32 | 32-Ext-Improvements |  |  |  |  | Category: Flow Sensor | [9 empty] | TBD |  |  |  | TBD |  | TBD | [12 empty] | No | Yes | ? | No | No
11250 |  | City | [13 empty] | 32 | 32-Ext-Improvements |  |  |  |  | Category: Irrigation Controller | [9 empty] | TBD |  |  |  | TBD |  | TBD | [12 empty] | No | Yes | ? | No | No
11250 |  | City | [13 empty] | 32 | 32-Ext-Improvements |  |  |  |  | Category: Irrigation Heads/Bubblers | [9 empty] | TBD |  |  |  | TBD |  | TBD | [12 empty] | No | Yes | ? | No | No
11250 |  | City | [13 empty] | 32 | 32-Ext-Improvements |  |  |  |  | Category: Irrigation Meter | [9 empty] | TBD |  |  |  | TBD |  | TBD | [12 empty] | No | Yes | ? | No | No
11250 |  | City | [13 empty] | 32 | 32-Ext-Improvements |  |  |  |  | Category: Irrigation Valves - in General | [9 empty] | TBD |  |  |  | TBD |  | TBD | [12 empty] | No | Yes | ? | No | No
11250 |  | City | [13 empty] | 32 | 32-Ext-Improvements |  |  |  |  | Category: Exterior Temperature Sensor | [9 empty] | TBD |  |  |  | TBD |  | TBD | [12 empty] | No | Yes | ? | No | No
11250 |  | City | [13 empty] | 32 | 32-Ext-Improvements |  |  |  |  | Category: Curb and Gutter | [9 empty] | TBD |  |  |  | TBD |  | TBD | [12 empty] | No | No | No | No | No
11250 |  | City | [13 empty] | 32 | 32-Ext-Improvements |  |  |  |  | Category: Curb Ramps | [9 empty] | TBD |  |  |  | TBD |  | TBD | [12 empty] | No | No | No | No | No
11250 |  | City | [13 empty] | 32 | 32-Ext-Improvements |  |  |  |  | Category: Driveway/Hardscape/Pavers | [9 empty] | TBD |  |  |  | TBD |  | TBD | [12 empty] | No | No | No | No | No
11250 |  | City | [13 empty] | 32 | 32-Ext-Improvements |  |  |  |  | Category: Downspouts | [9 empty] | TBD |  |  |  | TBD |  | TBD | [12 empty] | No | No | No | No | No
11250 |  | City | [13 empty] | 32 | 32-Ext-Improvements |  |  |  |  | Category: Fence | [9 empty] | TBD |  |  |  | TBD |  | TBD | [12 empty] | No | No | No | No | No
11250 |  | City | [13 empty] | 32 | 32-Ext-Improvements |  |  |  |  | Category: Irrigation Valves (Air Relief Valve) | [9 empty] | TBD |  |  |  | TBD |  | TBD | [12 empty] | No | No | No | No | No
11250 |  | City | [13 empty] | 32 | 32-Ext-Improvements |  |  |  |  | Category: Irrigation Valves (Ball Valve) | [9 empty] | TBD |  |  |  | TBD |  | TBD | [12 empty] | No | No | No | No | No
11250 |  | City | [13 empty] | 32 | 32-Ext-Improvements |  |  |  |  | Category: Irrigation Valves (Master Control) | [9 empty] | TBD |  |  |  | TBD |  | TBD | [12 empty] | No | No | No | No | No
11250 |  | City | [13 empty] | 32 | 32-Ext-Improvements |  |  |  |  | Category: Irrigation Valves (Quick Coupler Valve) | [9 empty] | TBD |  |  |  | TBD |  | TBD | [12 empty] | No | No | No | No | No
11250 |  | City | [13 empty] | 32 | 32-Ext-Improvements |  |  |  |  | Category: Irrigation Valves (Remote Control) | [9 empty] | TBD |  |  |  | TBD |  | TBD | [12 empty] | No | No | No | No | No
11250 |  | City | [13 empty] | 32 | 32-Ext-Improvements |  |  |  |  | Category: Asphalt | [9 empty] | TBD |  |  |  | TBD |  | TBD | [12 empty] | No | No | No | No | No
11250 |  | City | [13 empty] | 32 | 32-Ext-Improvements |  |  |  |  | Category: Bollards | [9 empty] | TBD |  |  |  | TBD |  | TBD | [12 empty] | No | No | No | No | No
11250 |  | City | [13 empty] | 32 | 32-Ext-Improvements |  |  |  |  | Category: Gate - Non-Motorized | [9 empty] | TBD |  |  |  | TBD |  | TBD | [12 empty] | No | No | No | No | No
11250 |  | City | [13 empty] | 32 | 32-Ext-Improvements |  |  |  |  | Category: Iron Fencing | [9 empty] | TBD |  |  |  | TBD |  | TBD | [12 empty] | No | No | No | No | No
11250 |  | City | [13 empty] | 32 | 32-Ext-Improvements |  |  |  |  | Category: Parking Stops | [9 empty] | TBD |  |  |  | TBD |  | TBD | [12 empty] | No | No | No | No | No
11250 |  | City | [13 empty] | 32 | 32-Ext-Improvements |  |  |  |  | Category: Sidewalk / Exterior | [9 empty] | TBD |  |  |  | TBD |  | TBD | [12 empty] | No | No | No | No | No
11250 |  | City | [13 empty] | 33 | 33-Utilities |  |  |  |  | Category: Exterior Drain | [9 empty] | TBD |  |  |  | TBD |  | TBD | [12 empty] | No | Yes | Yes | No | No
11250 |  | City | [13 empty] | 33 | 33-Utilities |  |  |  |  | Category: Sewer Lateral | [9 empty] | TBD |  |  |  | TBD |  | TBD | [12 empty] | No | Yes | Yes | No | No
11250 |  | City | [13 empty] | 33 | 33-Utilities |  |  |  |  | Category: Sewer Line | [9 empty] | TBD |  |  |  | TBD |  | TBD | [12 empty] | No | Yes | Yes | No | No
11250 |  | City | [13 empty] | 33 | 33-Utilities |  |  |  |  | Category: Sewer Manhole/Box | [9 empty] | TBD |  |  |  | TBD |  | TBD | [12 empty] | No | Yes | Yes | No | No
11250 |  | City | [13 empty] | 33 | 33-Utilities |  |  |  |  | Category: Storm Drain | [9 empty] | TBD |  |  |  | TBD |  | TBD | [12 empty] | No | Yes | Yes | No | No
11250 |  | City | [13 empty] | 33 | 33-Utilities |  |  |  |  | Category: Storm Drain Manhole/Box | [9 empty] | TBD |  |  |  | TBD |  | TBD | [12 empty] | No | Yes | Yes | No | No
11250 |  | City | [13 empty] | 33 | 33-Utilities |  |  |  |  | Category: SWPPP BMP's | [9 empty] | TBD |  |  |  | TBD |  | TBD | [12 empty] | No | Yes | Yes | No | No
11250 |  | City | [13 empty] | 33 | 33-Utilities |  |  |  |  | Category: Water Lateral | [9 empty] | TBD |  |  |  | TBD |  | TBD | [12 empty] | No | Yes | Yes | No | No
11250 |  | City | [13 empty] | 33 | 33-Utilities |  |  |  |  | Category: Water Line | [9 empty] | TBD |  |  |  | TBD |  | TBD | [12 empty] | No | Yes | Yes | No | No
11250 |  | City | [13 empty] | 33 | 33-Utilities |  |  |  |  | Category: Water Meter Box | [9 empty] | TBD |  |  |  | TBD |  | TBD | [12 empty] | No | Yes | Yes | No | No
11250 |  | City | [13 empty] | 33 | 33-Utilities |  |  |  |  | Category: Gas Meters | [9 empty] | TBD |  |  |  | TBD |  | TBD | [12 empty] | No | Yes | Yes | No | No
11250 |  | City | [13 empty] | 33 | 33-Utilities |  |  |  |  | Category: Items with Pilot Lights (need to get re-lit after gas shutdown) | [9 empty] | TBD |  |  |  | TBD |  | TBD | [12 empty] | No | Yes | ? | No | No
11250 |  | City | [13 empty] | 33 | 33-Utilities |  |  |  |  | Category: Water Valve - types | [9 empty] | TBD |  |  |  | TBD |  | TBD | [12 empty] | No | Yes | ? | No | No
11250 |  | City | [13 empty] | 44 | 44-Pollution-Waste-Equip |  |  |  |  | Category: HazMat Storage | [9 empty] | TBD |  |  |  | TBD |  | TBD | [12 empty] | No | Yes | ? | No | Yes
11250 |  | City | [13 empty] | 45 | 45-Industry | Science |  |  |  | Category: Equipment - Science - Chemistry | [9 empty] | TBD |  |  |  | TBD |  | TBD | [12 empty] | No | Yes | Yes | Yes | Yes
11250 |  | City | [13 empty] | 45 | 45-Industry | Science |  |  |  | Category: Equipment - Science - Other | [9 empty] | TBD |  |  |  | TBD |  | TBD | [12 empty] | No | Yes | Yes | Yes | Yes
11250 |  | City | [13 empty] | 45 | 45-Industry | Science |  |  |  | Category: Equipment - Science - Astronomy | [9 empty] | TBD |  |  |  | TBD |  | TBD | [12 empty] | No | Yes | Yes | Yes | Yes
11250 |  | City | [13 empty] | 45 | 45-Industry | Science |  |  |  | Category: Equipment - Science - Biology | [9 empty] | TBD |  |  |  | TBD |  | TBD | [12 empty] | No | Yes | Yes | Yes | Yes
11250 |  | City | [13 empty] | 45 | 45-Industry | Science |  |  |  | Category: Equipment - Science - Cadaver / Equip | [9 empty] | TBD |  |  |  | TBD |  | TBD | [12 empty] | No | Yes | ? | Yes | No
11250 |  | City | [13 empty] | 45 | 45-Industry |  |  |  |  | Category: Fume Hoods | [9 empty] | TBD |  |  |  | TBD |  | TBD | [12 empty] | No | Yes | Yes | Yes | No
11250 |  | City | [13 empty] | 45 | 45-Industry |  |  |  |  | Category: Equipment - Sewing | [9 empty] | TBD |  |  |  | TBD |  | TBD | [12 empty] | No | Yes | Yes | Yes | Yes
11250 |  | City | [13 empty] | 45 | 45-Industry |  |  |  |  | Category: Equipment - Auto | [9 empty] | TBD |  |  |  | TBD |  | TBD | [12 empty] | No | Yes | Yes | Yes | Yes
11250 |  | City | [13 empty] | 45 | 45-Industry |  |  |  |  | Category: Equipment - Educational Electrical | [9 empty] | TBD |  |  |  | TBD |  | TBD | [12 empty] | No | Yes | Yes | Yes | Yes
11250 |  | City | [13 empty] | 45 | 45-Industry |  |  |  |  | Category: Equipment - Educational HVAC | [9 empty] | TBD |  |  |  | TBD |  | TBD | [12 empty] | No | Yes | Yes | Yes | Yes
11250 |  | City | [13 empty] | 45 | 45-Industry |  |  |  |  | Category: Equipment - Educational IT/GIS | [9 empty] | TBD |  |  |  | TBD |  | TBD | [12 empty] | No | Yes | Yes | Yes | Yes
11250 |  | City | [13 empty] | 45 | 45-Industry |  |  |  |  | Category: Equipment - Fine Art (i.e. Kilns) | [9 empty] | TBD |  |  |  | TBD |  | TBD | [12 empty] | No | Yes | Yes | Yes | Yes
11250 |  | City | [13 empty] | 45 | 45-Industry |  |  |  |  | Category: Equipment - Fitness / Exercise | [9 empty] | TBD |  |  |  | TBD |  | TBD | [12 empty] | No | Yes | Yes | Yes | Yes
11250 |  | City | [13 empty] | 45 | 45-Industry |  |  |  |  | Category: Equipment - Manufacturing Machinery | [9 empty] | TBD |  |  |  | TBD |  | TBD | [12 empty] | No | Yes | Yes | Yes | Yes
11250 |  | City | [13 empty] | 45 | 45-Industry |  |  |  |  | Category: Equipment - Medical / Dental | [9 empty] | TBD |  |  |  | TBD |  | TBD | [12 empty] | No | Yes | Yes | Yes | Yes
11250 |  | City | [13 empty] | 45 | 45-Industry |  |  |  |  | Category: Equipment - Agriculture (Greenhouse) | [9 empty] | TBD |  |  |  | TBD |  | TBD | [12 empty] | No | Yes | No | Yes | No
11250 |  | City | [13 empty] | 45 | 45-Industry |  |  |  |  | Category: Equipment - Animal Health | [9 empty] | TBD |  |  |  | TBD |  | TBD | [12 empty] | No | Yes | No | Yes | No
11250 |  | City | [13 empty] | 45 | 45-Industry |  |  |  |  | Category: Equipment - Aviation | [9 empty] | TBD |  |  |  | TBD |  | TBD | [12 empty] | No | Yes | No | Yes | No
11250 |  | City | [13 empty] | 45 | 45-Industry |  |  |  |  | Category: Equipment - Cosmotology / Fashion | [9 empty] | TBD |  |  |  | TBD |  | TBD | [12 empty] | No | Yes | No | Yes | No
11250 |  | City | [13 empty] | 45 | 45-Industry |  |  |  |  | Category: Equipment - Culinary | [9 empty] | TBD |  |  |  | TBD |  | TBD | [12 empty] | No | Yes | No | Yes | No
11250 |  | City | [13 empty] | 45 | 45-Industry |  |  |  |  | Category: Equipment - Fire EMT | [9 empty] | TBD |  |  |  | TBD |  | TBD | [12 empty] | No | Yes | No | Yes | No
11250 |  | City | [13 empty] | 45 | 45-Industry |  |  |  |  | Category: Equipment - Photography | [9 empty] | TBD |  |  |  | TBD |  | TBD | [12 empty] | No | Yes | No | Yes | No
11250 |  | City | [13 empty] | 45 | 45-Industry |  |  |  |  | Category: Equipment - Radio Station | [9 empty] | TBD |  |  |  | TBD |  | TBD | [12 empty] | No | Yes | No | Yes | No
11250 |  | City | [13 empty] | 45 | 45-Industry |  |  |  |  | Category: Equipment - Educational - Other | [9 empty] | TBD |  |  |  | TBD |  | TBD | [12 empty] | No | Yes | No | Yes | No
11250 |  | City | [13 empty] | 45 | 45-Industry |  |  |  |  | Category: Equipment - Theatre / Costuming | [9 empty] | TBD |  |  |  | TBD |  | TBD | [12 empty] | No | Yes | No | Yes | No
11250 |  | City | [13 empty] | 45 | 45-Industry |  |  |  |  | Category: Equipment - TV Studio | [9 empty] | TBD |  |  |  | TBD |  | TBD | [12 empty] | No | Yes | No | Yes | No
11250 |  | City | [13 empty] | 45 | 45-Industry |  |  |  |  | Category: Equipment - EVOC | [9 empty] | TBD |  |  |  | TBD |  | TBD | [12 empty] | No | Yes | No | Yes | No
11250 |  | City | [13 empty] | 45 | 45-Industry |  |  |  |  | Category: Emergency Eyewash Stations (2/26/18 CW says no systematic plan to check on jobwalk) | [9 empty] | TBD |  |  |  | TBD |  | TBD | [12 empty] | No | Yes | No | Yes | No
11250 |  | City | [13 empty] | 45 | 45-Industry |  |  |  |  | Category: Equipment - Sports (i.e. Pole Vault Mats) | [9 empty] | TBD |  |  |  | TBD |  | TBD | [12 empty] | No | Yes | ? | No | No
11250 |  | City | [13 empty] | 45 | 45-Industry |  |  |  |  | Category: Equipment - Music | [9 empty] | TBD |  |  |  | TBD |  | TBD | [12 empty] | No | Yes | ? | Yes | No
11250 |  | City | [13 empty] | 45 | 45-Industry |  |  |  |  | Category: Chemical Shelf / Storage Cabinet for Flammable Storage | [9 empty] | TBD |  |  |  | TBD |  | TBD | [12 empty] | No | Yes | ? | No | No
11250 |  | City | [13 empty] | A-50 | A-50-Furniture |  |  |  |  | Category: filing cabinets | [9 empty] | TBD |  |  |  | TBD |  | TBD | [12 empty] | No | Yes | Yes | Yes | Yes
11250 |  | City | [13 empty] | A-50 | A-50-Furniture |  |  |  |  | Category: tables | [9 empty] | TBD |  |  |  | TBD |  | TBD | [12 empty] | No | Yes | Yes | Yes | Yes
11250 |  | City | [13 empty] | A-50 | A-50-Furniture |  |  |  |  | Category: desks | [9 empty] | TBD |  |  |  | TBD |  | TBD | [12 empty] | No | Yes | Yes | Yes | Yes
11250 |  | City | [13 empty] | A-50 | A-50-Furniture |  |  |  |  | Category: chairs | [9 empty] | TBD |  |  |  | TBD |  | TBD | [12 empty] | No | Yes | Yes | Yes | Yes
11250 |  | City | [13 empty] | A-51 | A-51-Info-Tech |  |  |  |  | Category: desk-lights | [9 empty] | TBD |  |  |  | TBD |  | TBD | [12 empty] | Yes | No | No | No | No
11250 |  | City | [13 empty] | A-51 | A-51-Info-Tech |  |  |  |  | Category: keyboards / mice | [9 empty] | TBD |  |  |  | TBD |  | TBD | [12 empty] | Yes | No | No | No | No
11250 |  | City | [13 empty] | A-51 | A-51-Info-Tech |  |  |  |  | Category: computers | [9 empty] | TBD |  |  |  | TBD |  | TBD | [12 empty] | No | Yes | Yes | Yes | Yes
11250 |  | City | [13 empty] | A-51 | A-51-Info-Tech |  |  |  |  | Category: servers | [9 empty] | TBD |  |  |  | TBD |  | TBD | [12 empty] | No | Yes | Yes | Yes | Yes
11250 |  | City | [13 empty] | A-51 | A-51-Info-Tech |  |  |  |  | Category: printers / copiers / scanners | [9 empty] | TBD |  |  |  | TBD |  | TBD | [12 empty] | No | Yes | Yes | Yes | Yes
11250 |  | City | [13 empty] | A-51 | A-51-Info-Tech |  |  |  |  | Category: server UPS | [9 empty] | TBD |  |  |  | TBD |  | TBD | [12 empty] | No | Yes | Yes | Yes | ?
11250 |  | City | [13 empty] | A-51 | A-51-Info-Tech |  |  |  |  | Category: software | [9 empty] | TBD |  |  |  | TBD |  | TBD | [12 empty] | No | Yes | Yes | No | ?
11250 |  | City | [13 empty] | A-52 | A-52-Police Equip |  |  |  |  | Category: Weapons | [9 empty] | TBD |  |  |  | TBD |  | TBD | [12 empty] | No | Yes | Yes | Yes | ?
11250 |  | City | [13 empty] | A-53 | A-53-MO Equip |  |  |  |  | Category: Tools (over $200) | [9 empty] | TBD |  |  |  | TBD |  | TBD | [12 empty] | No | Yes | Yes | Yes | No
11250 |  | City | [13 empty] | A-53 | A-53-MO Equip |  |  |  |  | Category: compressors | [9 empty] | TBD |  |  |  | TBD |  | TBD | [12 empty] | No | Yes | Yes | Yes | No
11250 |  | City | [13 empty] | A-53 | A-53-MO Equip |  |  |  |  | Category: Forklifts, etc (DSC); cranes | [9 empty] | TBD |  |  |  | TBD |  | TBD | [12 empty] | No | Yes | Yes | Yes | Yes
11250 |  | City | [13 empty] | A-54 | A-54-Vehicles |  |  |  |  | Category: Cars / Carts (DSC) | [9 empty] | TBD |  |  |  | TBD |  | TBD | [12 empty] | No | Yes | Yes | Yes | Yes